## 使用说明
西北地区机组建模输入表（参考 Generators_data.csv） | 西北地区机组建模输入表（参考 Generators_data.csv） | 西北地区机组建模输入表（参考 Generators_data.csv） | 西北地区机组建模输入表（参考 Generators_data.csv） | 西北地区机组建模输入表（参考 Generators_data.csv） | 西北地区机组建模输入表（参考 Generators_data.csv） | 西北地区机组建模输入表（参考 Generators_data.csv） | 西北地区机组建模输入表（参考 Generators_data.csv）
西北地区机组建模输入表（参考 Generators_data.csv） | 西北地区机组建模输入表（参考 Generators_data.csv） | 西北地区机组建模输入表（参考 Generators_data.csv） | 西北地区机组建模输入表（参考 Generators_data.csv） | 西北地区机组建模输入表（参考 Generators_data.csv） | 西北地区机组建模输入表（参考 Generators_data.csv） | 西北地区机组建模输入表（参考 Generators_data.csv） | 西北地区机组建模输入表（参考 Generators_data.csv）
范围：陕西、甘肃、青海、宁夏、新疆｜仅纳入状态为 operating 的在运机组｜数据版本截至 2026 年发布的 GEM 跟踪表
成品用途 | Generators_data 工作表严格保留参考 CSV 的 35 个字段，可作为西北区域机组建模输入的基础表。
数据口径 | 参考表字段 Existing_Cap_MW 表示现有装机，因此本表只纳入在运机组；建设中、前期储备和非活跃项目未进入模型输入表。
机组规模 | 每条 GEM 机组/项目阶段记录作为一条 Resource；num_units 固定为 1，Cap_Size 等于该记录的 Existing_Cap_MW。
区域编码 | region 使用省级代码：SN=陕西、GS=甘肃、QH=青海、NX=宁夏、XJ=新疆；Zone 依次为 1—5。
煤电参数 | CHP 与热耗率逐条来自 Global Coal Plant Tracker；热耗率由 Btu/kWh 除以 1000 转为 MMBtu/MWh。启停成本、最小出力、爬坡率等继承参考 CSV。
水电参数 | 常规水电按参考 CSV 设置 Existing_Cap_MWh=Existing_Cap_MW；抽水蓄能按 8 小时时长、充放电效率各 0.8 设置。
风光参数 | 风电和光伏按参考 CSV 设置为非调度型可再生能源。22 条 Solar Thermal 记录为保持参考模型兼容性映射为 solar_photovoltaic，原技术类型保留在“来源与位置”。
容量提示 | 光伏容量沿用 GEM 原始 Capacity (MW)，其额定口径可能为 MWac、MWp/dc 或未注明，使用前应结合研究口径再统一。
模型提示 | 本文件只整理机组主表。若直接用于 UC/ED 或资源充裕度模型，还需要同步准备分区负荷、风光出力、水文、燃料价格、网络和机组可用率等输入。
可追溯性 | “来源与位置”按 R_ID 保留电厂名称、GEM ID、经纬度、业主、原始技术类型和逐行来源链接。
核对指标 | 数值 |  | region | Zone | 省区
在运记录数 | 4111 |  | SN | 1 | 陕西
在运容量（GW） | 610.0274 |  | GS | 2 | 甘肃
煤电热耗率来自 GEM 的记录数 | 538 |  | QH | 3 | 青海
|  |  | NX | 4 | 宁夏
|  |  | XJ | 5 | 新疆
重要说明：Var_OM_Cost_per_MWh、Start_Cost_per_MW、Start_Fuel_MMBTU_per_MW、Min_Power、Ramp、Up_Time、Down_Time 等属于参考模型参数，不是 GEM 对西北机组的实测值。正式建模前建议结合年份、币值口径、机组类型和研究场景重新标定。

## 核对汇总
西北地区在运机组核对汇总 | 西北地区在运机组核对汇总 | 西北地区在运机组核对汇总 | 西北地区在运机组核对汇总 | 西北地区在运机组核对汇总 | 西北地区在运机组核对汇总 | 西北地区在运机组核对汇总 | 西北地区在运机组核对汇总
西北地区在运机组核对汇总 | 西北地区在运机组核对汇总 | 西北地区在运机组核对汇总 | 西北地区在运机组核对汇总 | 西北地区在运机组核对汇总 | 西北地区在运机组核对汇总 | 西北地区在运机组核对汇总 | 西北地区在运机组核对汇总
所有结果均由 Generators_data 或 来源与位置 工作表公式汇总，便于检查字段映射是否完整。
在运记录数 | 4111 | 在运容量（GW） | 610.0274 | 煤电容量（GW） | 203.28 | 水风光容量（GW） | 406.7474
省区 | 水电（GW） | 煤电（GW） | 光伏（GW） | 风电（GW） | 合计（GW） | 记录数
陕西 | 3.977 | 56.84 | 25.4534 | 14.366 | 100.6364 | 785
甘肃 | 5.829 | 31.98 | 33.8751 | 36.5077 | 108.1918 | 874
青海 | 15.738 | 4.48 | 39.2476 | 11.47 | 70.9356 | 499
宁夏 | 0.455 | 31 | 37.6378 | 15.081 | 84.1738 | 594
新疆 | 7.719 | 78.98 | 91.668 | 67.7228 | 246.0898 | 1359
合计 | 33.718 | 203.28 | 227.8819 | 145.1475 | 610.0274 | 4111
电源类型 | 记录数 | 容量（GW） | 容量占比
水电 | 135 | 33.718 | 5.527%
煤电 | 538 | 203.28 | 33.32%
光伏 | 2197 | 227.8819 | 37.36%
风电 | 1241 | 145.1475 | 23.79%
合计 | 4111 | 610.0274 | 100%

## Generators_data
region | Resource | technology | R_ID | Zone | STOR | SOLAR | BIOPOWER | COAL | GEOTHERMAL | WIND | GAS | LHYDRO | SHYDRO | HYDRO | NUCLEAR | NONDISP | RENEW | OTHER | Existing_Cap_MW | num_units | Cap_Size | Existing_Cap_MWh | Var_OM_Cost_per_MWh | Start_Cost_per_MW | Start_Fuel_MMBTU_per_MW | Heat_Rate_MMBTU_per_MWh | Fuel | Min_Power | Eff_Up | Eff_Down | Ramp_Up_Percentage | Ramp_Dn_Percentage | Up_Time | Down_Time
SN | Ankang hydroelectric plant | conventional_hydroelectric | 1 | 1 | 0 | 0 | 0 | 0 | 0 | 0 | 0 | 1 | 0 | 1 | 0 | 0 | 1 | 0 | 853 | 1 | 853 | 853 | 0 | 0 | 0 | 0 |  | 0 | 1 | 1 | 1 | 1 | 0 | 0
SN | Linhekou hydroelectric plant | conventional_hydroelectric | 2 | 1 | 0 | 0 | 0 | 0 | 0 | 0 | 0 | 1 | 0 | 1 | 0 | 0 | 1 | 0 | 72 | 1 | 72 | 72 | 0 | 0 | 0 | 0 |  | 0 | 1 | 1 | 1 | 1 | 0 | 0
SN | Mengzhushan hydroelectric plant | conventional_hydroelectric | 3 | 1 | 0 | 0 | 0 | 0 | 0 | 0 | 0 | 1 | 0 | 1 | 0 | 0 | 1 | 0 | 31 | 1 | 31 | 31 | 0 | 0 | 0 | 0 |  | 0 | 1 | 1 | 1 | 1 | 0 | 0
SN | Shaanxi Baituling hydroelectric plant | conventional_hydroelectric | 4 | 1 | 0 | 0 | 0 | 0 | 0 | 0 | 0 | 1 | 0 | 1 | 0 | 0 | 1 | 0 | 49 | 1 | 49 | 49 | 0 | 0 | 0 | 0 |  | 0 | 1 | 1 | 1 | 1 | 0 | 0
SN | Shaanxi Juting hydroelectric plant | conventional_hydroelectric | 5 | 1 | 0 | 0 | 0 | 0 | 0 | 0 | 0 | 1 | 0 | 1 | 0 | 0 | 1 | 0 | 40 | 1 | 40 | 40 | 0 | 0 | 0 | 0 |  | 0 | 1 | 1 | 1 | 1 | 0 | 0
SN | Shaanxi Shiquan Xihe hydroelectric plant | conventional_hydroelectric | 6 | 1 | 0 | 0 | 0 | 0 | 0 | 0 | 0 | 1 | 0 | 1 | 0 | 0 | 1 | 0 | 180 | 1 | 180 | 180 | 0 | 0 | 0 | 0 |  | 0 | 1 | 1 | 1 | 1 | 0 | 0
SN | Shaanxi Wenjing hydroelectric plant | conventional_hydroelectric | 7 | 1 | 0 | 0 | 0 | 0 | 0 | 0 | 0 | 1 | 0 | 1 | 0 | 0 | 1 | 0 | 48 | 1 | 48 | 48 | 0 | 0 | 0 | 0 |  | 0 | 1 | 1 | 1 | 1 | 0 | 0
SN | Shaanxi Yang hydroelectric plant | conventional_hydroelectric | 8 | 1 | 0 | 0 | 0 | 0 | 0 | 0 | 0 | 1 | 0 | 1 | 0 | 0 | 1 | 0 | 135 | 1 | 135 | 135 | 0 | 0 | 0 | 0 |  | 0 | 1 | 1 | 1 | 1 | 0 | 0
SN | Shimen Hanjiang hydroelectric plant | conventional_hydroelectric | 9 | 1 | 0 | 0 | 0 | 0 | 0 | 0 | 0 | 1 | 0 | 1 | 0 | 0 | 1 | 0 | 40 | 1 | 40 | 40 | 0 | 0 | 0 | 0 |  | 0 | 1 | 1 | 1 | 1 | 0 | 0
SN | Shiquan hydroelectric plant | conventional_hydroelectric | 10 | 1 | 0 | 0 | 0 | 0 | 0 | 0 | 0 | 1 | 0 | 1 | 0 | 0 | 1 | 0 | 225 | 1 | 225 | 225 | 0 | 0 | 0 | 0 |  | 0 | 1 | 1 | 1 | 1 | 0 | 0
SN | Shuhe hydroelectric plant | conventional_hydroelectric | 11 | 1 | 0 | 0 | 0 | 0 | 0 | 0 | 0 | 1 | 0 | 1 | 0 | 0 | 1 | 0 | 276 | 1 | 276 | 276 | 0 | 0 | 0 | 0 |  | 0 | 1 | 1 | 1 | 1 | 0 | 0
SN | Tianqiao hydroelectric plant | conventional_hydroelectric | 12 | 1 | 0 | 0 | 0 | 0 | 0 | 0 | 0 | 1 | 0 | 1 | 0 | 0 | 1 | 0 | 128 | 1 | 128 | 128 | 0 | 0 | 0 | 0 |  | 0 | 1 | 1 | 1 | 1 | 0 | 0
SN | Xihe hydroelectric plant | conventional_hydroelectric | 13 | 1 | 0 | 0 | 0 | 0 | 0 | 0 | 0 | 1 | 0 | 1 | 0 | 0 | 1 | 0 | 180 | 1 | 180 | 180 | 0 | 0 | 0 | 0 |  | 0 | 1 | 1 | 1 | 1 | 0 | 0
SN | Xunyang hydroelectric plant | conventional_hydroelectric | 14 | 1 | 0 | 0 | 0 | 0 | 0 | 0 | 0 | 1 | 0 | 1 | 0 | 0 | 1 | 0 | 320 | 1 | 320 | 320 | 0 | 0 | 0 | 0 |  | 0 | 1 | 1 | 1 | 1 | 0 | 0
SN | Zhen’an hydroelectric plant | hydroelectric_pumped_storage | 15 | 1 | 1 | 0 | 0 | 0 | 0 | 0 | 0 | 0 | 0 | 0 | 0 | 0 | 0 | 0 | 1400 | 1 | 1400 | 11200 | 0 | 0 | 0 | 0 |  | 0 | 0.8 | 0.8 | 1 | 1 | 0 | 0
SN | Aoweiqianyuan Captive power station Unit 1 | cogen_conventional_steam_coal | 16 | 1 | 0 | 0 | 0 | 1 | 0 | 0 | 0 | 0 | 0 | 0 | 0 | 0 | 0 | 0 | 50 | 1 | 50 | 0 | 1.78 | 117 | 13.7 | 11.3126 | SN_Coal | 0.6425 | 1 | 1 | 0.6 | 0.6 | 8 | 8
SN | Aoweiqianyuan Captive power station Unit 2 | cogen_conventional_steam_coal | 17 | 1 | 0 | 0 | 0 | 1 | 0 | 0 | 0 | 0 | 0 | 0 | 0 | 0 | 0 | 0 | 50 | 1 | 50 | 0 | 1.78 | 117 | 13.7 | 11.3126 | SN_Coal | 0.6425 | 1 | 1 | 0.6 | 0.6 | 8 | 8
SN | Baqiao power station Phase V Unit 2-1 | cogen_conventional_steam_coal | 18 | 1 | 0 | 0 | 0 | 1 | 0 | 0 | 0 | 0 | 0 | 0 | 0 | 0 | 0 | 0 | 125 | 1 | 125 | 0 | 1.78 | 117 | 13.7 | 12.1828 | SN_Coal | 0.6425 | 1 | 1 | 0.6 | 0.6 | 8 | 8
SN | Baqiao power station Phase V Unit 2-2 | cogen_conventional_steam_coal | 19 | 1 | 0 | 0 | 0 | 1 | 0 | 0 | 0 | 0 | 0 | 0 | 0 | 0 | 0 | 0 | 125 | 1 | 125 | 0 | 1.78 | 117 | 13.7 | 12.1828 | SN_Coal | 0.6425 | 1 | 1 | 0.6 | 0.6 | 8 | 8
SN | Baqiao power station Phase VI Unit 2-3 | cogen_conventional_steam_coal | 20 | 1 | 0 | 0 | 0 | 1 | 0 | 0 | 0 | 0 | 0 | 0 | 0 | 0 | 0 | 0 | 300 | 1 | 300 | 0 | 1.78 | 117 | 13.7 | 10.4424 | SN_Coal | 0.6425 | 1 | 1 | 0.6 | 0.6 | 8 | 8
SN | Baqiao power station Phase VI Unit 2-4 | cogen_conventional_steam_coal | 21 | 1 | 0 | 0 | 0 | 1 | 0 | 0 | 0 | 0 | 0 | 0 | 0 | 0 | 0 | 0 | 300 | 1 | 300 | 0 | 1.78 | 117 | 13.7 | 10.4424 | SN_Coal | 0.6425 | 1 | 1 | 0.6 | 0.6 | 8 | 8
SN | Binchang power station Phase I Unit 1 | cogen_conventional_steam_coal | 22 | 1 | 0 | 0 | 0 | 1 | 0 | 0 | 0 | 0 | 0 | 0 | 0 | 0 | 0 | 0 | 630 | 1 | 630 | 0 | 1.78 | 117 | 13.7 | 9.2499 | SN_Coal | 0.6425 | 1 | 1 | 0.6 | 0.6 | 8 | 8
SN | Binchang power station Phase I Unit 2 | cogen_conventional_steam_coal | 23 | 1 | 0 | 0 | 0 | 1 | 0 | 0 | 0 | 0 | 0 | 0 | 0 | 0 | 0 | 0 | 630 | 1 | 630 | 0 | 1.78 | 117 | 13.7 | 9.2499 | SN_Coal | 0.6425 | 1 | 1 | 0.6 | 0.6 | 8 | 8
SN | Datang Baoji power station Phase I Unit 1 | cogen_conventional_steam_coal | 24 | 1 | 0 | 0 | 0 | 1 | 0 | 0 | 0 | 0 | 0 | 0 | 0 | 0 | 0 | 0 | 330 | 1 | 330 | 0 | 1.78 | 117 | 13.7 | 10.4424 | SN_Coal | 0.6425 | 1 | 1 | 0.6 | 0.6 | 8 | 8
SN | Datang Baoji power station Phase I Unit 2 | cogen_conventional_steam_coal | 25 | 1 | 0 | 0 | 0 | 1 | 0 | 0 | 0 | 0 | 0 | 0 | 0 | 0 | 0 | 0 | 330 | 1 | 330 | 0 | 1.78 | 117 | 13.7 | 10.4424 | SN_Coal | 0.6425 | 1 | 1 | 0.6 | 0.6 | 8 | 8
SN | Datang Weihe power station Unit 3 | cogen_conventional_steam_coal | 26 | 1 | 0 | 0 | 0 | 1 | 0 | 0 | 0 | 0 | 0 | 0 | 0 | 0 | 0 | 0 | 300 | 1 | 300 | 0 | 1.78 | 117 | 13.7 | 10.4424 | SN_Coal | 0.6425 | 1 | 1 | 0.6 | 0.6 | 8 | 8
SN | Datang Weihe power station Unit 4 | cogen_conventional_steam_coal | 27 | 1 | 0 | 0 | 0 | 1 | 0 | 0 | 0 | 0 | 0 | 0 | 0 | 0 | 0 | 0 | 300 | 1 | 300 | 0 | 1.78 | 117 | 13.7 | 10.4424 | SN_Coal | 0.6425 | 1 | 1 | 0.6 | 0.6 | 8 | 8
SN | Datang Yan'an power station Phase I Unit 1 | conventional_steam_coal | 28 | 1 | 0 | 0 | 0 | 1 | 0 | 0 | 0 | 0 | 0 | 0 | 0 | 0 | 0 | 0 | 660 | 1 | 660 | 0 | 1.78 | 117 | 13.7 | 8.272 | SN_Coal | 0.3875 | 1 | 1 | 0.6 | 0.6 | 8 | 8
SN | Datang Yan'an power station Phase I Unit 2 | conventional_steam_coal | 29 | 1 | 0 | 0 | 0 | 1 | 0 | 0 | 0 | 0 | 0 | 0 | 0 | 0 | 0 | 0 | 660 | 1 | 660 | 0 | 1.78 | 117 | 13.7 | 8.272 | SN_Coal | 0.3875 | 1 | 1 | 0.6 | 0.6 | 8 | 8
SN | Diantou power station Phase I Unit 1 | conventional_steam_coal | 30 | 1 | 0 | 0 | 0 | 1 | 0 | 0 | 0 | 0 | 0 | 0 | 0 | 0 | 0 | 0 | 660 | 1 | 660 | 0 | 1.78 | 117 | 13.7 | 8.272 | SN_Coal | 0.3875 | 1 | 1 | 0.6 | 0.6 | 8 | 8
SN | Diantou power station Phase I Unit 2 | conventional_steam_coal | 31 | 1 | 0 | 0 | 0 | 1 | 0 | 0 | 0 | 0 | 0 | 0 | 0 | 0 | 0 | 0 | 660 | 1 | 660 | 0 | 1.78 | 117 | 13.7 | 8.272 | SN_Coal | 0.3875 | 1 | 1 | 0.6 | 0.6 | 8 | 8
SN | Fu County power station Phase I Unit 1 | conventional_steam_coal | 32 | 1 | 0 | 0 | 0 | 1 | 0 | 0 | 0 | 0 | 0 | 0 | 0 | 0 | 0 | 0 | 1000 | 1 | 1000 | 0 | 1.78 | 117 | 13.7 | 8.272 | SN_Coal | 0.3875 | 1 | 1 | 0.6 | 0.6 | 8 | 8
SN | Fu County power station Phase I Unit 2 | conventional_steam_coal | 33 | 1 | 0 | 0 | 0 | 1 | 0 | 0 | 0 | 0 | 0 | 0 | 0 | 0 | 0 | 0 | 1000 | 1 | 1000 | 0 | 1.78 | 117 | 13.7 | 8.272 | SN_Coal | 0.3875 | 1 | 1 | 0.6 | 0.6 | 8 | 8
SN | Fugu Aowei Jianeng Coking-Electricity-Chemical power station Unit 1 | cogen_conventional_steam_coal | 34 | 1 | 0 | 0 | 0 | 1 | 0 | 0 | 0 | 0 | 0 | 0 | 0 | 0 | 0 | 0 | 50 | 1 | 50 | 0 | 1.78 | 117 | 13.7 | 11.1865 | SN_Coal | 0.6425 | 1 | 1 | 0.6 | 0.6 | 8 | 8
SN | Fugu Aowei Jianeng Coking-Electricity-Chemical power station Unit 2 | cogen_conventional_steam_coal | 35 | 1 | 0 | 0 | 0 | 1 | 0 | 0 | 0 | 0 | 0 | 0 | 0 | 0 | 0 | 0 | 50 | 1 | 50 | 0 | 1.78 | 117 | 13.7 | 11.1865 | SN_Coal | 0.6425 | 1 | 1 | 0.6 | 0.6 | 8 | 8
SN | Fugu Guojiawan power station Unit 1 | cogen_conventional_steam_coal | 36 | 1 | 0 | 0 | 0 | 1 | 0 | 0 | 0 | 0 | 0 | 0 | 0 | 0 | 0 | 0 | 300 | 1 | 300 | 0 | 1.78 | 117 | 13.7 | 10.4424 | SN_Coal | 0.6425 | 1 | 1 | 0.6 | 0.6 | 8 | 8
SN | Fugu Guojiawan power station Unit 2 | cogen_conventional_steam_coal | 37 | 1 | 0 | 0 | 0 | 1 | 0 | 0 | 0 | 0 | 0 | 0 | 0 | 0 | 0 | 0 | 300 | 1 | 300 | 0 | 1.78 | 117 | 13.7 | 10.4424 | SN_Coal | 0.6425 | 1 | 1 | 0.6 | 0.6 | 8 | 8
SN | Fugu Miaogoumen power station Phase I Unit 1 | conventional_steam_coal | 38 | 1 | 0 | 0 | 0 | 1 | 0 | 0 | 0 | 0 | 0 | 0 | 0 | 0 | 0 | 0 | 600 | 1 | 600 | 0 | 1.78 | 117 | 13.7 | 9.5722 | SN_Coal | 0.3875 | 1 | 1 | 0.6 | 0.6 | 8 | 8
SN | Fugu Miaogoumen power station Phase I Unit 2 | conventional_steam_coal | 39 | 1 | 0 | 0 | 0 | 1 | 0 | 0 | 0 | 0 | 0 | 0 | 0 | 0 | 0 | 0 | 600 | 1 | 600 | 0 | 1.78 | 117 | 13.7 | 9.5722 | SN_Coal | 0.3875 | 1 | 1 | 0.6 | 0.6 | 8 | 8
SN | Fugu Miaogoumen power station Phase II Unit 3 | conventional_steam_coal | 40 | 1 | 0 | 0 | 0 | 1 | 0 | 0 | 0 | 0 | 0 | 0 | 0 | 0 | 0 | 0 | 660 | 1 | 660 | 0 | 1.78 | 117 | 13.7 | 8.272 | SN_Coal | 0.3875 | 1 | 1 | 0.6 | 0.6 | 8 | 8
SN | Fugu Miaogoumen power station Phase II Unit 4 | conventional_steam_coal | 41 | 1 | 0 | 0 | 0 | 1 | 0 | 0 | 0 | 0 | 0 | 0 | 0 | 0 | 0 | 0 | 660 | 1 | 660 | 0 | 1.78 | 117 | 13.7 | 8.272 | SN_Coal | 0.3875 | 1 | 1 | 0.6 | 0.6 | 8 | 8
SN | Fugu Qingshuichuan power station Phase I Unit 1 | conventional_steam_coal | 42 | 1 | 0 | 0 | 0 | 1 | 0 | 0 | 0 | 0 | 0 | 0 | 0 | 0 | 0 | 0 | 300 | 1 | 300 | 0 | 1.78 | 117 | 13.7 | 10.4424 | SN_Coal | 0.3875 | 1 | 1 | 0.6 | 0.6 | 8 | 8
SN | Fugu Qingshuichuan power station Phase I Unit 2 | conventional_steam_coal | 43 | 1 | 0 | 0 | 0 | 1 | 0 | 0 | 0 | 0 | 0 | 0 | 0 | 0 | 0 | 0 | 300 | 1 | 300 | 0 | 1.78 | 117 | 13.7 | 10.4424 | SN_Coal | 0.3875 | 1 | 1 | 0.6 | 0.6 | 8 | 8
SN | Fugu Qingshuichuan power station Phase II Unit 3 | conventional_steam_coal | 44 | 1 | 0 | 0 | 0 | 1 | 0 | 0 | 0 | 0 | 0 | 0 | 0 | 0 | 0 | 0 | 1000 | 1 | 1000 | 0 | 1.78 | 117 | 13.7 | 8.272 | SN_Coal | 0.3875 | 1 | 1 | 0.6 | 0.6 | 8 | 8
SN | Fugu Qingshuichuan power station Phase II Unit 4 | conventional_steam_coal | 45 | 1 | 0 | 0 | 0 | 1 | 0 | 0 | 0 | 0 | 0 | 0 | 0 | 0 | 0 | 0 | 1000 | 1 | 1000 | 0 | 1.78 | 117 | 13.7 | 8.272 | SN_Coal | 0.3875 | 1 | 1 | 0.6 | 0.6 | 8 | 8
SN | Fugu Qingshuichuan power station Phase III Unit 5 | conventional_steam_coal | 46 | 1 | 0 | 0 | 0 | 1 | 0 | 0 | 0 | 0 | 0 | 0 | 0 | 0 | 0 | 0 | 1000 | 1 | 1000 | 0 | 1.78 | 117 | 13.7 | 8.272 | SN_Coal | 0.3875 | 1 | 1 | 0.6 | 0.6 | 8 | 8
SN | Fugu Qingshuichuan power station Phase III Unit 6 | conventional_steam_coal | 47 | 1 | 0 | 0 | 0 | 1 | 0 | 0 | 0 | 0 | 0 | 0 | 0 | 0 | 0 | 0 | 1000 | 1 | 1000 | 0 | 1.78 | 117 | 13.7 | 8.272 | SN_Coal | 0.3875 | 1 | 1 | 0.6 | 0.6 | 8 | 8
SN | Fuping Cogen power station Unit 1 | cogen_conventional_steam_coal | 48 | 1 | 0 | 0 | 0 | 1 | 0 | 0 | 0 | 0 | 0 | 0 | 0 | 0 | 0 | 0 | 350 | 1 | 350 | 0 | 1.78 | 117 | 13.7 | 9.2499 | SN_Coal | 0.6425 | 1 | 1 | 0.6 | 0.6 | 8 | 8
SN | Fuping Cogen power station Unit 2 | cogen_conventional_steam_coal | 49 | 1 | 0 | 0 | 0 | 1 | 0 | 0 | 0 | 0 | 0 | 0 | 0 | 0 | 0 | 0 | 350 | 1 | 350 | 0 | 1.78 | 117 | 13.7 | 9.2499 | SN_Coal | 0.6425 | 1 | 1 | 0.6 | 0.6 | 8 | 8
SN | Guodian Baoji-2 power station Unit 1 | cogen_conventional_steam_coal | 50 | 1 | 0 | 0 | 0 | 1 | 0 | 0 | 0 | 0 | 0 | 0 | 0 | 0 | 0 | 0 | 300 | 1 | 300 | 0 | 1.78 | 117 | 13.7 | 11.3126 | SN_Coal | 0.6425 | 1 | 1 | 0.6 | 0.6 | 8 | 8
SN | Guodian Baoji-2 power station Unit 2 | cogen_conventional_steam_coal | 51 | 1 | 0 | 0 | 0 | 1 | 0 | 0 | 0 | 0 | 0 | 0 | 0 | 0 | 0 | 0 | 300 | 1 | 300 | 0 | 1.78 | 117 | 13.7 | 11.3126 | SN_Coal | 0.6425 | 1 | 1 | 0.6 | 0.6 | 8 | 8
SN | Guodian Baoji-2 power station Unit 3 | cogen_conventional_steam_coal | 52 | 1 | 0 | 0 | 0 | 1 | 0 | 0 | 0 | 0 | 0 | 0 | 0 | 0 | 0 | 0 | 300 | 1 | 300 | 0 | 1.78 | 117 | 13.7 | 11.3126 | SN_Coal | 0.6425 | 1 | 1 | 0.6 | 0.6 | 8 | 8
SN | Guodian Baoji-2 power station Unit 4 | cogen_conventional_steam_coal | 53 | 1 | 0 | 0 | 0 | 1 | 0 | 0 | 0 | 0 | 0 | 0 | 0 | 0 | 0 | 0 | 300 | 1 | 300 | 0 | 1.78 | 117 | 13.7 | 11.3126 | SN_Coal | 0.6425 | 1 | 1 | 0.6 | 0.6 | 8 | 8
SN | Guodian Baoji-2 power station Unit 5 | conventional_steam_coal | 54 | 1 | 0 | 0 | 0 | 1 | 0 | 0 | 0 | 0 | 0 | 0 | 0 | 0 | 0 | 0 | 660 | 1 | 660 | 0 | 1.78 | 117 | 13.7 | 9.2499 | SN_Coal | 0.3875 | 1 | 1 | 0.6 | 0.6 | 8 | 8
SN | Guodian Baoji-2 power station Unit 6 | conventional_steam_coal | 55 | 1 | 0 | 0 | 0 | 1 | 0 | 0 | 0 | 0 | 0 | 0 | 0 | 0 | 0 | 0 | 660 | 1 | 660 | 0 | 1.78 | 117 | 13.7 | 9.2499 | SN_Coal | 0.3875 | 1 | 1 | 0.6 | 0.6 | 8 | 8
SN | Hancheng power station Unit 2-1 | cogen_conventional_steam_coal | 56 | 1 | 0 | 0 | 0 | 1 | 0 | 0 | 0 | 0 | 0 | 0 | 0 | 0 | 0 | 0 | 600 | 1 | 600 | 0 | 1.78 | 117 | 13.7 | 10.4424 | SN_Coal | 0.6425 | 1 | 1 | 0.6 | 0.6 | 8 | 8
SN | Hancheng power station Unit 2-2 | cogen_conventional_steam_coal | 57 | 1 | 0 | 0 | 0 | 1 | 0 | 0 | 0 | 0 | 0 | 0 | 0 | 0 | 0 | 0 | 600 | 1 | 600 | 0 | 1.78 | 117 | 13.7 | 10.4424 | SN_Coal | 0.6425 | 1 | 1 | 0.6 | 0.6 | 8 | 8
SN | Hancheng power station Unit 2-3 | cogen_conventional_steam_coal | 58 | 1 | 0 | 0 | 0 | 1 | 0 | 0 | 0 | 0 | 0 | 0 | 0 | 0 | 0 | 0 | 600 | 1 | 600 | 0 | 1.78 | 117 | 13.7 | 9.5722 | SN_Coal | 0.6425 | 1 | 1 | 0.6 | 0.6 | 8 | 8
SN | Hancheng power station Unit 2-4 | cogen_conventional_steam_coal | 59 | 1 | 0 | 0 | 0 | 1 | 0 | 0 | 0 | 0 | 0 | 0 | 0 | 0 | 0 | 0 | 600 | 1 | 600 | 0 | 1.78 | 117 | 13.7 | 9.5722 | SN_Coal | 0.6425 | 1 | 1 | 0.6 | 0.6 | 8 | 8
SN | Hongdunjie power station Unit 1 | conventional_steam_coal | 60 | 1 | 0 | 0 | 0 | 1 | 0 | 0 | 0 | 0 | 0 | 0 | 0 | 0 | 0 | 0 | 660 | 1 | 660 | 0 | 1.78 | 117 | 13.7 | 8.272 | SN_Coal | 0.3875 | 1 | 1 | 0.6 | 0.6 | 8 | 8
SN | Hongdunjie power station Unit 2 | conventional_steam_coal | 61 | 1 | 0 | 0 | 0 | 1 | 0 | 0 | 0 | 0 | 0 | 0 | 0 | 0 | 0 | 0 | 660 | 1 | 660 | 0 | 1.78 | 117 | 13.7 | 8.272 | SN_Coal | 0.3875 | 1 | 1 | 0.6 | 0.6 | 8 | 8
SN | Huangling waste coal power station Phase III Unit 5 | cogen_conventional_steam_coal | 62 | 1 | 0 | 0 | 0 | 1 | 0 | 0 | 0 | 0 | 0 | 0 | 0 | 0 | 0 | 0 | 300 | 1 | 300 | 0 | 1.78 | 117 | 13.7 | 10.4424 | SN_Coal | 0.6425 | 1 | 1 | 0.6 | 0.6 | 8 | 8
SN | Huangling waste coal power station Phase III Unit 6 | cogen_conventional_steam_coal | 63 | 1 | 0 | 0 | 0 | 1 | 0 | 0 | 0 | 0 | 0 | 0 | 0 | 0 | 0 | 0 | 300 | 1 | 300 | 0 | 1.78 | 117 | 13.7 | 10.4424 | SN_Coal | 0.6425 | 1 | 1 | 0.6 | 0.6 | 8 | 8
SN | Huxian power station Phase II Unit 1 | cogen_conventional_steam_coal | 64 | 1 | 0 | 0 | 0 | 1 | 0 | 0 | 0 | 0 | 0 | 0 | 0 | 0 | 0 | 0 | 300 | 1 | 300 | 0 | 1.78 | 117 | 13.7 | 11.3126 | SN_Coal | 0.6425 | 1 | 1 | 0.6 | 0.6 | 8 | 8
SN | Huxian power station Phase II Unit 2 | cogen_conventional_steam_coal | 65 | 1 | 0 | 0 | 0 | 1 | 0 | 0 | 0 | 0 | 0 | 0 | 0 | 0 | 0 | 0 | 300 | 1 | 300 | 0 | 1.78 | 117 | 13.7 | 11.3126 | SN_Coal | 0.6425 | 1 | 1 | 0.6 | 0.6 | 8 | 8
SN | Jinjie power station Phase I Unit 1 | conventional_steam_coal | 66 | 1 | 0 | 0 | 0 | 1 | 0 | 0 | 0 | 0 | 0 | 0 | 0 | 0 | 0 | 0 | 600 | 1 | 600 | 0 | 1.78 | 117 | 13.7 | 9.5722 | SN_Coal | 0.3875 | 1 | 1 | 0.6 | 0.6 | 8 | 8
SN | Jinjie power station Phase I Unit 2 | conventional_steam_coal | 67 | 1 | 0 | 0 | 0 | 1 | 0 | 0 | 0 | 0 | 0 | 0 | 0 | 0 | 0 | 0 | 600 | 1 | 600 | 0 | 1.78 | 117 | 13.7 | 9.5722 | SN_Coal | 0.3875 | 1 | 1 | 0.6 | 0.6 | 8 | 8
SN | Jinjie power station Phase II Unit 3 | conventional_steam_coal | 68 | 1 | 0 | 0 | 0 | 1 | 0 | 0 | 0 | 0 | 0 | 0 | 0 | 0 | 0 | 0 | 600 | 1 | 600 | 0 | 1.78 | 117 | 13.7 | 9.5722 | SN_Coal | 0.3875 | 1 | 1 | 0.6 | 0.6 | 8 | 8
SN | Jinjie power station Phase II Unit 4 | conventional_steam_coal | 69 | 1 | 0 | 0 | 0 | 1 | 0 | 0 | 0 | 0 | 0 | 0 | 0 | 0 | 0 | 0 | 600 | 1 | 600 | 0 | 1.78 | 117 | 13.7 | 9.5722 | SN_Coal | 0.3875 | 1 | 1 | 0.6 | 0.6 | 8 | 8
SN | Jinjie power station Phase III Unit 5 | conventional_steam_coal | 70 | 1 | 0 | 0 | 0 | 1 | 0 | 0 | 0 | 0 | 0 | 0 | 0 | 0 | 0 | 0 | 660 | 1 | 660 | 0 | 1.78 | 117 | 13.7 | 8.272 | SN_Coal | 0.3875 | 1 | 1 | 0.6 | 0.6 | 8 | 8
SN | Jinjie power station Phase III Unit 6 | conventional_steam_coal | 71 | 1 | 0 | 0 | 0 | 1 | 0 | 0 | 0 | 0 | 0 | 0 | 0 | 0 | 0 | 0 | 660 | 1 | 660 | 0 | 1.78 | 117 | 13.7 | 8.272 | SN_Coal | 0.3875 | 1 | 1 | 0.6 | 0.6 | 8 | 8
SN | Leilongwan power station Phase I Unit 1 | conventional_steam_coal | 72 | 1 | 0 | 0 | 0 | 1 | 0 | 0 | 0 | 0 | 0 | 0 | 0 | 0 | 0 | 0 | 1000 | 1 | 1000 | 0 | 1.78 | 117 | 13.7 | 8.272 | SN_Coal | 0.3875 | 1 | 1 | 0.6 | 0.6 | 8 | 8
SN | Leilongwan power station Phase I Unit 2 | conventional_steam_coal | 73 | 1 | 0 | 0 | 0 | 1 | 0 | 0 | 0 | 0 | 0 | 0 | 0 | 0 | 0 | 0 | 1000 | 1 | 1000 | 0 | 1.78 | 117 | 13.7 | 8.272 | SN_Coal | 0.3875 | 1 | 1 | 0.6 | 0.6 | 8 | 8
SN | Lueyang power station Unit 1 | cogen_conventional_steam_coal | 74 | 1 | 0 | 0 | 0 | 1 | 0 | 0 | 0 | 0 | 0 | 0 | 0 | 0 | 0 | 0 | 330 | 1 | 330 | 0 | 1.78 | 117 | 13.7 | 10.4424 | SN_Coal | 0.6425 | 1 | 1 | 0.6 | 0.6 | 8 | 8
SN | Lueyang power station Unit 2 | cogen_conventional_steam_coal | 75 | 1 | 0 | 0 | 0 | 1 | 0 | 0 | 0 | 0 | 0 | 0 | 0 | 0 | 0 | 0 | 330 | 1 | 330 | 0 | 1.78 | 117 | 13.7 | 10.4424 | SN_Coal | 0.6425 | 1 | 1 | 0.6 | 0.6 | 8 | 8
SN | Meixin captive power station Phase I Unit 1 | cogen_conventional_steam_coal | 76 | 1 | 0 | 0 | 0 | 1 | 0 | 0 | 0 | 0 | 0 | 0 | 0 | 0 | 0 | 0 | 350 | 1 | 350 | 0 | 1.78 | 117 | 13.7 | 9.2499 | SN_Coal | 0.6425 | 1 | 1 | 0.6 | 0.6 | 8 | 8
SN | Meixin captive power station Phase I Unit 2 | cogen_conventional_steam_coal | 77 | 1 | 0 | 0 | 0 | 1 | 0 | 0 | 0 | 0 | 0 | 0 | 0 | 0 | 0 | 0 | 350 | 1 | 350 | 0 | 1.78 | 117 | 13.7 | 9.2499 | SN_Coal | 0.6425 | 1 | 1 | 0.6 | 0.6 | 8 | 8
SN | Meixin captive power station Phase II Unit 3 | cogen_conventional_steam_coal | 78 | 1 | 0 | 0 | 0 | 1 | 0 | 0 | 0 | 0 | 0 | 0 | 0 | 0 | 0 | 0 | 350 | 1 | 350 | 0 | 1.78 | 117 | 13.7 | 9.2499 | SN_Coal | 0.6425 | 1 | 1 | 0.6 | 0.6 | 8 | 8
SN | Meixin captive power station Phase II Unit 4 | cogen_conventional_steam_coal | 79 | 1 | 0 | 0 | 0 | 1 | 0 | 0 | 0 | 0 | 0 | 0 | 0 | 0 | 0 | 0 | 350 | 1 | 350 | 0 | 1.78 | 117 | 13.7 | 9.2499 | SN_Coal | 0.6425 | 1 | 1 | 0.6 | 0.6 | 8 | 8
SN | Pucheng power station Phase I Unit 1 | cogen_conventional_steam_coal | 80 | 1 | 0 | 0 | 0 | 1 | 0 | 0 | 0 | 0 | 0 | 0 | 0 | 0 | 0 | 0 | 360 | 1 | 360 | 0 | 1.78 | 117 | 13.7 | 11.3126 | SN_Coal | 0.6425 | 1 | 1 | 0.6 | 0.6 | 8 | 8
SN | Pucheng power station Phase I Unit 2 | cogen_conventional_steam_coal | 81 | 1 | 0 | 0 | 0 | 1 | 0 | 0 | 0 | 0 | 0 | 0 | 0 | 0 | 0 | 0 | 360 | 1 | 360 | 0 | 1.78 | 117 | 13.7 | 11.3126 | SN_Coal | 0.6425 | 1 | 1 | 0.6 | 0.6 | 8 | 8
SN | Pucheng power station Phase II Unit 3 | cogen_conventional_steam_coal | 82 | 1 | 0 | 0 | 0 | 1 | 0 | 0 | 0 | 0 | 0 | 0 | 0 | 0 | 0 | 0 | 330 | 1 | 330 | 0 | 1.78 | 117 | 13.7 | 11.3126 | SN_Coal | 0.6425 | 1 | 1 | 0.6 | 0.6 | 8 | 8
SN | Pucheng power station Phase II Unit 4 | cogen_conventional_steam_coal | 83 | 1 | 0 | 0 | 0 | 1 | 0 | 0 | 0 | 0 | 0 | 0 | 0 | 0 | 0 | 0 | 330 | 1 | 330 | 0 | 1.78 | 117 | 13.7 | 11.3126 | SN_Coal | 0.6425 | 1 | 1 | 0.6 | 0.6 | 8 | 8
SN | Pucheng power station Phase III Unit 5 | cogen_conventional_steam_coal | 84 | 1 | 0 | 0 | 0 | 1 | 0 | 0 | 0 | 0 | 0 | 0 | 0 | 0 | 0 | 0 | 600 | 1 | 600 | 0 | 1.78 | 117 | 13.7 | 9.2499 | SN_Coal | 0.6425 | 1 | 1 | 0.6 | 0.6 | 8 | 8
SN | Pucheng power station Phase III Unit 6 | cogen_conventional_steam_coal | 85 | 1 | 0 | 0 | 0 | 1 | 0 | 0 | 0 | 0 | 0 | 0 | 0 | 0 | 0 | 0 | 600 | 1 | 600 | 0 | 1.78 | 117 | 13.7 | 9.2499 | SN_Coal | 0.6425 | 1 | 1 | 0.6 | 0.6 | 8 | 8
SN | Qinling power station Phase IV Unit 7 | cogen_conventional_steam_coal | 86 | 1 | 0 | 0 | 0 | 1 | 0 | 0 | 0 | 0 | 0 | 0 | 0 | 0 | 0 | 0 | 600 | 1 | 600 | 0 | 1.78 | 117 | 13.7 | 9.2499 | SN_Coal | 0.6425 | 1 | 1 | 0.6 | 0.6 | 8 | 8
SN | Qinling power station Phase IV Unit 8 | cogen_conventional_steam_coal | 87 | 1 | 0 | 0 | 0 | 1 | 0 | 0 | 0 | 0 | 0 | 0 | 0 | 0 | 0 | 0 | 600 | 1 | 600 | 0 | 1.78 | 117 | 13.7 | 9.2499 | SN_Coal | 0.6425 | 1 | 1 | 0.6 | 0.6 | 8 | 8
SN | Shaanmei Group Yulin Chemical captive power station Unit 1 | cogen_conventional_steam_coal | 88 | 1 | 0 | 0 | 0 | 1 | 0 | 0 | 0 | 0 | 0 | 0 | 0 | 0 | 0 | 0 | 50 | 1 | 50 | 0 | 1.78 | 117 | 13.7 | 10.326 | SN_Coal | 0.6425 | 1 | 1 | 0.6 | 0.6 | 8 | 8
SN | Shaanmei Group Yulin Chemical captive power station Unit 2 | cogen_conventional_steam_coal | 89 | 1 | 0 | 0 | 0 | 1 | 0 | 0 | 0 | 0 | 0 | 0 | 0 | 0 | 0 | 0 | 50 | 1 | 50 | 0 | 1.78 | 117 | 13.7 | 10.326 | SN_Coal | 0.6425 | 1 | 1 | 0.6 | 0.6 | 8 | 8
SN | Shaanmei Group Yulin Chemical captive power station Unit 3 | cogen_conventional_steam_coal | 90 | 1 | 0 | 0 | 0 | 1 | 0 | 0 | 0 | 0 | 0 | 0 | 0 | 0 | 0 | 0 | 50 | 1 | 50 | 0 | 1.78 | 117 | 13.7 | 10.326 | SN_Coal | 0.6425 | 1 | 1 | 0.6 | 0.6 | 8 | 8
SN | Shaanmei Group Yulin Chemical captive power station Unit 4 | cogen_conventional_steam_coal | 91 | 1 | 0 | 0 | 0 | 1 | 0 | 0 | 0 | 0 | 0 | 0 | 0 | 0 | 0 | 0 | 50 | 1 | 50 | 0 | 1.78 | 117 | 13.7 | 10.326 | SN_Coal | 0.6425 | 1 | 1 | 0.6 | 0.6 | 8 | 8
SN | Shaanxi Beiyuan power station Unit 1 | cogen_conventional_steam_coal | 92 | 1 | 0 | 0 | 0 | 1 | 0 | 0 | 0 | 0 | 0 | 0 | 0 | 0 | 0 | 0 | 125 | 1 | 125 | 0 | 1.78 | 117 | 13.7 | 11.1865 | SN_Coal | 0.6425 | 1 | 1 | 0.6 | 0.6 | 8 | 8
SN | Shaanxi Beiyuan power station Unit 2 | cogen_conventional_steam_coal | 93 | 1 | 0 | 0 | 0 | 1 | 0 | 0 | 0 | 0 | 0 | 0 | 0 | 0 | 0 | 0 | 125 | 1 | 125 | 0 | 1.78 | 117 | 13.7 | 11.1865 | SN_Coal | 0.6425 | 1 | 1 | 0.6 | 0.6 | 8 | 8
SN | Shaanxi Beiyuan power station Unit 3 | cogen_conventional_steam_coal | 94 | 1 | 0 | 0 | 0 | 1 | 0 | 0 | 0 | 0 | 0 | 0 | 0 | 0 | 0 | 0 | 125 | 1 | 125 | 0 | 1.78 | 117 | 13.7 | 11.1865 | SN_Coal | 0.6425 | 1 | 1 | 0.6 | 0.6 | 8 | 8
SN | Shaanxi Beiyuan power station Unit 4 | cogen_conventional_steam_coal | 95 | 1 | 0 | 0 | 0 | 1 | 0 | 0 | 0 | 0 | 0 | 0 | 0 | 0 | 0 | 0 | 125 | 1 | 125 | 0 | 1.78 | 117 | 13.7 | 11.1865 | SN_Coal | 0.6425 | 1 | 1 | 0.6 | 0.6 | 8 | 8
SN | Shaanxi Hongyuan power station Unit 3 | cogen_conventional_steam_coal | 96 | 1 | 0 | 0 | 0 | 1 | 0 | 0 | 0 | 0 | 0 | 0 | 0 | 0 | 0 | 0 | 50 | 1 | 50 | 0 | 1.78 | 117 | 13.7 | 11.1865 | SN_Coal | 0.6425 | 1 | 1 | 0.6 | 0.6 | 8 | 8
SN | Shaanxi Hongyuan power station Unit 4 | cogen_conventional_steam_coal | 97 | 1 | 0 | 0 | 0 | 1 | 0 | 0 | 0 | 0 | 0 | 0 | 0 | 0 | 0 | 0 | 50 | 1 | 50 | 0 | 1.78 | 117 | 13.7 | 11.1865 | SN_Coal | 0.6425 | 1 | 1 | 0.6 | 0.6 | 8 | 8
SN | Shaanxi Jingyi Chemical Company captive power station Unit 1 | cogen_conventional_steam_coal | 98 | 1 | 0 | 0 | 0 | 1 | 0 | 0 | 0 | 0 | 0 | 0 | 0 | 0 | 0 | 0 | 50 | 1 | 50 | 0 | 1.78 | 117 | 13.7 | 10.326 | SN_Coal | 0.6425 | 1 | 1 | 0.6 | 0.6 | 8 | 8
SN | Shaanxi Jingyi Chemical Company captive power station Unit 2 | cogen_conventional_steam_coal | 99 | 1 | 0 | 0 | 0 | 1 | 0 | 0 | 0 | 0 | 0 | 0 | 0 | 0 | 0 | 0 | 50 | 1 | 50 | 0 | 1.78 | 117 | 13.7 | 10.326 | SN_Coal | 0.6425 | 1 | 1 | 0.6 | 0.6 | 8 | 8
SN | Shaanxi Linbei power station Unit 1 | cogen_conventional_steam_coal | 100 | 1 | 0 | 0 | 0 | 1 | 0 | 0 | 0 | 0 | 0 | 0 | 0 | 0 | 0 | 0 | 350 | 1 | 350 | 0 | 1.78 | 117 | 13.7 | 9.2499 | SN_Coal | 0.6425 | 1 | 1 | 0.6 | 0.6 | 8 | 8
SN | Shaanxi Linbei power station Unit 2 | cogen_conventional_steam_coal | 101 | 1 | 0 | 0 | 0 | 1 | 0 | 0 | 0 | 0 | 0 | 0 | 0 | 0 | 0 | 0 | 350 | 1 | 350 | 0 | 1.78 | 117 | 13.7 | 9.2499 | SN_Coal | 0.6425 | 1 | 1 | 0.6 | 0.6 | 8 | 8
SN | Shaanxi Weinan cogeneration power station Unit 1 | cogen_conventional_steam_coal | 102 | 1 | 0 | 0 | 0 | 1 | 0 | 0 | 0 | 0 | 0 | 0 | 0 | 0 | 0 | 0 | 350 | 1 | 350 | 0 | 1.78 | 117 | 13.7 | 9.2499 | SN_Coal | 0.6425 | 1 | 1 | 0.6 | 0.6 | 8 | 8
SN | Shaanxi Weinan cogeneration power station Unit 2 | cogen_conventional_steam_coal | 103 | 1 | 0 | 0 | 0 | 1 | 0 | 0 | 0 | 0 | 0 | 0 | 0 | 0 | 0 | 0 | 350 | 1 | 350 | 0 | 1.78 | 117 | 13.7 | 9.2499 | SN_Coal | 0.6425 | 1 | 1 | 0.6 | 0.6 | 8 | 8
SN | Shaanxi Youser Yulin power station Unit 1 | conventional_steam_coal | 104 | 1 | 0 | 0 | 0 | 1 | 0 | 0 | 0 | 0 | 0 | 0 | 0 | 0 | 0 | 0 | 330 | 1 | 330 | 0 | 1.78 | 117 | 13.7 | 10.4424 | SN_Coal | 0.3875 | 1 | 1 | 0.6 | 0.6 | 8 | 8
SN | Shaanxi Youser Yulin power station Unit 2 | conventional_steam_coal | 105 | 1 | 0 | 0 | 0 | 1 | 0 | 0 | 0 | 0 | 0 | 0 | 0 | 0 | 0 | 0 | 330 | 1 | 330 | 0 | 1.78 | 117 | 13.7 | 10.4424 | SN_Coal | 0.3875 | 1 | 1 | 0.6 | 0.6 | 8 | 8
SN | Shaanxi Youser Yulin power station Unit 3 | conventional_steam_coal | 106 | 1 | 0 | 0 | 0 | 1 | 0 | 0 | 0 | 0 | 0 | 0 | 0 | 0 | 0 | 0 | 330 | 1 | 330 | 0 | 1.78 | 117 | 13.7 | 10.4424 | SN_Coal | 0.3875 | 1 | 1 | 0.6 | 0.6 | 8 | 8
SN | Shaanxi Youser Yulin power station Unit 4 | conventional_steam_coal | 107 | 1 | 0 | 0 | 0 | 1 | 0 | 0 | 0 | 0 | 0 | 0 | 0 | 0 | 0 | 0 | 330 | 1 | 330 | 0 | 1.78 | 117 | 13.7 | 10.4424 | SN_Coal | 0.3875 | 1 | 1 | 0.6 | 0.6 | 8 | 8
SN | Shaanxi Youser Yulin power station Unit 5 | conventional_steam_coal | 108 | 1 | 0 | 0 | 0 | 1 | 0 | 0 | 0 | 0 | 0 | 0 | 0 | 0 | 0 | 0 | 330 | 1 | 330 | 0 | 1.78 | 117 | 13.7 | 10.4424 | SN_Coal | 0.3875 | 1 | 1 | 0.6 | 0.6 | 8 | 8
SN | Shangluo power station Unit 1 | cogen_conventional_steam_coal | 109 | 1 | 0 | 0 | 0 | 1 | 0 | 0 | 0 | 0 | 0 | 0 | 0 | 0 | 0 | 0 | 660 | 1 | 660 | 0 | 1.78 | 117 | 13.7 | 8.272 | SN_Coal | 0.6425 | 1 | 1 | 0.6 | 0.6 | 8 | 8
SN | Shangluo power station Unit 2 | cogen_conventional_steam_coal | 110 | 1 | 0 | 0 | 0 | 1 | 0 | 0 | 0 | 0 | 0 | 0 | 0 | 0 | 0 | 0 | 660 | 1 | 660 | 0 | 1.78 | 117 | 13.7 | 8.272 | SN_Coal | 0.6425 | 1 | 1 | 0.6 | 0.6 | 8 | 8
SN | Shenmu Jinjie Cogen power station Unit 3 | cogen_conventional_steam_coal | 111 | 1 | 0 | 0 | 0 | 1 | 0 | 0 | 0 | 0 | 0 | 0 | 0 | 0 | 0 | 0 | 50 | 1 | 50 | 0 | 1.78 | 117 | 13.7 | 11.1865 | SN_Coal | 0.6425 | 1 | 1 | 0.6 | 0.6 | 8 | 8
SN | Shenmu Jinjie Cogen power station Unit 4 | cogen_conventional_steam_coal | 112 | 1 | 0 | 0 | 0 | 1 | 0 | 0 | 0 | 0 | 0 | 0 | 0 | 0 | 0 | 0 | 50 | 1 | 50 | 0 | 1.78 | 117 | 13.7 | 11.1865 | SN_Coal | 0.6425 | 1 | 1 | 0.6 | 0.6 | 8 | 8
SN | Shenmu power station Unit 2-3 | conventional_steam_coal | 113 | 1 | 0 | 0 | 0 | 1 | 0 | 0 | 0 | 0 | 0 | 0 | 0 | 0 | 0 | 0 | 135 | 1 | 135 | 0 | 1.78 | 117 | 13.7 | 12.6179 | SN_Coal | 0.3875 | 1 | 1 | 0.6 | 0.6 | 8 | 8
SN | Shenmu power station Unit 2-4 | conventional_steam_coal | 114 | 1 | 0 | 0 | 0 | 1 | 0 | 0 | 0 | 0 | 0 | 0 | 0 | 0 | 0 | 0 | 135 | 1 | 135 | 0 | 1.78 | 117 | 13.7 | 12.6179 | SN_Coal | 0.3875 | 1 | 1 | 0.6 | 0.6 | 8 | 8
SN | Shenmu power station Unit 3-1 | cogen_conventional_steam_coal | 115 | 1 | 0 | 0 | 0 | 1 | 0 | 0 | 0 | 0 | 0 | 0 | 0 | 0 | 0 | 0 | 660 | 1 | 660 | 0 | 1.78 | 117 | 13.7 | 9.2499 | SN_Coal | 0.6425 | 1 | 1 | 0.6 | 0.6 | 8 | 8
SN | Shenmu power station Unit 3-2 | cogen_conventional_steam_coal | 116 | 1 | 0 | 0 | 0 | 1 | 0 | 0 | 0 | 0 | 0 | 0 | 0 | 0 | 0 | 0 | 660 | 1 | 660 | 0 | 1.78 | 117 | 13.7 | 9.2499 | SN_Coal | 0.6425 | 1 | 1 | 0.6 | 0.6 | 8 | 8
SN | Shenmu Shenxin power station Unit 1 | cogen_conventional_steam_coal | 117 | 1 | 0 | 0 | 0 | 1 | 0 | 0 | 0 | 0 | 0 | 0 | 0 | 0 | 0 | 0 | 660 | 1 | 660 | 0 | 1.78 | 117 | 13.7 | 8.272 | SN_Coal | 0.6425 | 1 | 1 | 0.6 | 0.6 | 8 | 8
SN | Shenmu Shenxin power station Unit 2 | cogen_conventional_steam_coal | 118 | 1 | 0 | 0 | 0 | 1 | 0 | 0 | 0 | 0 | 0 | 0 | 0 | 0 | 0 | 0 | 660 | 1 | 660 | 0 | 1.78 | 117 | 13.7 | 8.272 | SN_Coal | 0.6425 | 1 | 1 | 0.6 | 0.6 | 8 | 8
SN | Shenmu Zhugaita power station Unit 1 | cogen_conventional_steam_coal | 119 | 1 | 0 | 0 | 0 | 1 | 0 | 0 | 0 | 0 | 0 | 0 | 0 | 0 | 0 | 0 | 30 | 1 | 30 | 0 | 1.78 | 117 | 13.7 | 11.1865 | SN_Coal | 0.6425 | 1 | 1 | 0.6 | 0.6 | 8 | 8
SN | Shenmu Zhugaita power station Unit 2 | cogen_conventional_steam_coal | 120 | 1 | 0 | 0 | 0 | 1 | 0 | 0 | 0 | 0 | 0 | 0 | 0 | 0 | 0 | 0 | 30 | 1 | 30 | 0 | 1.78 | 117 | 13.7 | 11.1865 | SN_Coal | 0.6425 | 1 | 1 | 0.6 | 0.6 | 8 | 8
SN | Tongchuan power station Phase I Unit 1 | cogen_conventional_steam_coal | 121 | 1 | 0 | 0 | 0 | 1 | 0 | 0 | 0 | 0 | 0 | 0 | 0 | 0 | 0 | 0 | 600 | 1 | 600 | 0 | 1.78 | 117 | 13.7 | 9.5722 | SN_Coal | 0.6425 | 1 | 1 | 0.6 | 0.6 | 8 | 8
SN | Tongchuan power station Phase I Unit 2 | cogen_conventional_steam_coal | 122 | 1 | 0 | 0 | 0 | 1 | 0 | 0 | 0 | 0 | 0 | 0 | 0 | 0 | 0 | 0 | 600 | 1 | 600 | 0 | 1.78 | 117 | 13.7 | 9.5722 | SN_Coal | 0.6425 | 1 | 1 | 0.6 | 0.6 | 8 | 8
SN | Weihe-2 power station Unit 3 | cogen_conventional_steam_coal | 123 | 1 | 0 | 0 | 0 | 1 | 0 | 0 | 0 | 0 | 0 | 0 | 0 | 0 | 0 | 0 | 300 | 1 | 300 | 0 | 1.78 | 117 | 13.7 | 11.7477 | SN_Coal | 0.6425 | 1 | 1 | 0.6 | 0.6 | 8 | 8
SN | Weihe-2 power station Unit 4 | cogen_conventional_steam_coal | 124 | 1 | 0 | 0 | 0 | 1 | 0 | 0 | 0 | 0 | 0 | 0 | 0 | 0 | 0 | 0 | 300 | 1 | 300 | 0 | 1.78 | 117 | 13.7 | 11.7477 | SN_Coal | 0.6425 | 1 | 1 | 0.6 | 0.6 | 8 | 8
SN | Weihe-2 power station Unit 5 | cogen_conventional_steam_coal | 125 | 1 | 0 | 0 | 0 | 1 | 0 | 0 | 0 | 0 | 0 | 0 | 0 | 0 | 0 | 0 | 300 | 1 | 300 | 0 | 1.78 | 117 | 13.7 | 11.7477 | SN_Coal | 0.6425 | 1 | 1 | 0.6 | 0.6 | 8 | 8
SN | Weihe-2 power station Unit 6 | cogen_conventional_steam_coal | 126 | 1 | 0 | 0 | 0 | 1 | 0 | 0 | 0 | 0 | 0 | 0 | 0 | 0 | 0 | 0 | 300 | 1 | 300 | 0 | 1.78 | 117 | 13.7 | 11.3126 | SN_Coal | 0.6425 | 1 | 1 | 0.6 | 0.6 | 8 | 8
SN | Weilai Energy & Chemical captive power station Unit 1 | cogen_conventional_steam_coal | 127 | 1 | 0 | 0 | 0 | 1 | 0 | 0 | 0 | 0 | 0 | 0 | 0 | 0 | 0 | 0 | 50 | 1 | 50 | 0 | 1.78 | 117 | 13.7 | 10.4424 | SN_Coal | 0.6425 | 1 | 1 | 0.6 | 0.6 | 8 | 8
SN | Weilai Energy & Chemical captive power station Unit 2 | cogen_conventional_steam_coal | 128 | 1 | 0 | 0 | 0 | 1 | 0 | 0 | 0 | 0 | 0 | 0 | 0 | 0 | 0 | 0 | 50 | 1 | 50 | 0 | 1.78 | 117 | 13.7 | 10.4424 | SN_Coal | 0.6425 | 1 | 1 | 0.6 | 0.6 | 8 | 8
SN | Weilai Energy & Chemical captive power station Unit 3 | cogen_conventional_steam_coal | 129 | 1 | 0 | 0 | 0 | 1 | 0 | 0 | 0 | 0 | 0 | 0 | 0 | 0 | 0 | 0 | 50 | 1 | 50 | 0 | 1.78 | 117 | 13.7 | 10.4424 | SN_Coal | 0.6425 | 1 | 1 | 0.6 | 0.6 | 8 | 8
SN | Xi An Xijiao cogen power station Unit 3 | cogen_conventional_steam_coal | 130 | 1 | 0 | 0 | 0 | 1 | 0 | 0 | 0 | 0 | 0 | 0 | 0 | 0 | 0 | 0 | 50 | 1 | 50 | 0 | 1.78 | 117 | 13.7 | 12.1828 | SN_Coal | 0.6425 | 1 | 1 | 0.6 | 0.6 | 8 | 8
SN | Xi An Xijiao cogen power station Unit 4 | cogen_conventional_steam_coal | 131 | 1 | 0 | 0 | 0 | 1 | 0 | 0 | 0 | 0 | 0 | 0 | 0 | 0 | 0 | 0 | 50 | 1 | 50 | 0 | 1.78 | 117 | 13.7 | 12.1828 | SN_Coal | 0.6425 | 1 | 1 | 0.6 | 0.6 | 8 | 8
SN | Xinminyuan Low Heat Value power station Unit 1 | conventional_steam_coal | 132 | 1 | 0 | 0 | 0 | 1 | 0 | 0 | 0 | 0 | 0 | 0 | 0 | 0 | 0 | 0 | 660 | 1 | 660 | 0 | 1.78 | 117 | 13.7 | 8.272 | SN_Coal | 0.3875 | 1 | 1 | 0.6 | 0.6 | 8 | 8
SN | Xinyuan power station Unit 1 | cogen_conventional_steam_coal | 133 | 1 | 0 | 0 | 0 | 1 | 0 | 0 | 0 | 0 | 0 | 0 | 0 | 0 | 0 | 0 | 55 | 1 | 55 | 0 | 1.78 | 117 | 13.7 | 12.047 | SN_Coal | 0.6425 | 1 | 1 | 0.6 | 0.6 | 8 | 8
SN | Xinyuan power station Unit 2 | cogen_conventional_steam_coal | 134 | 1 | 0 | 0 | 0 | 1 | 0 | 0 | 0 | 0 | 0 | 0 | 0 | 0 | 0 | 0 | 55 | 1 | 55 | 0 | 1.78 | 117 | 13.7 | 12.047 | SN_Coal | 0.6425 | 1 | 1 | 0.6 | 0.6 | 8 | 8
SN | Xinyuanjieneng Qingshuichuan power station Unit 1 | cogen_conventional_steam_coal | 135 | 1 | 0 | 0 | 0 | 1 | 0 | 0 | 0 | 0 | 0 | 0 | 0 | 0 | 0 | 0 | 300 | 1 | 300 | 0 | 1.78 | 117 | 13.7 | 10.4424 | SN_Coal | 0.6425 | 1 | 1 | 0.6 | 0.6 | 8 | 8
SN | Xinyuanjieneng Qingshuichuan power station Unit 2 | cogen_conventional_steam_coal | 136 | 1 | 0 | 0 | 0 | 1 | 0 | 0 | 0 | 0 | 0 | 0 | 0 | 0 | 0 | 0 | 300 | 1 | 300 | 0 | 1.78 | 117 | 13.7 | 10.4424 | SN_Coal | 0.6425 | 1 | 1 | 0.6 | 0.6 | 8 | 8
SN | Yan'an Thermal power station Unit 1 | cogen_conventional_steam_coal | 137 | 1 | 0 | 0 | 0 | 1 | 0 | 0 | 0 | 0 | 0 | 0 | 0 | 0 | 0 | 0 | 350 | 1 | 350 | 0 | 1.78 | 117 | 13.7 | 9.2499 | SN_Coal | 0.6425 | 1 | 1 | 0.6 | 0.6 | 8 | 8
SN | Yan'an Thermal power station Unit 2 | cogen_conventional_steam_coal | 138 | 1 | 0 | 0 | 0 | 1 | 0 | 0 | 0 | 0 | 0 | 0 | 0 | 0 | 0 | 0 | 350 | 1 | 350 | 0 | 1.78 | 117 | 13.7 | 9.2499 | SN_Coal | 0.6425 | 1 | 1 | 0.6 | 0.6 | 8 | 8
SN | Yanghuopan power station Unit 1 | conventional_steam_coal | 139 | 1 | 0 | 0 | 0 | 1 | 0 | 0 | 0 | 0 | 0 | 0 | 0 | 0 | 0 | 0 | 660 | 1 | 660 | 0 | 1.78 | 117 | 13.7 | 8.272 | SN_Coal | 0.3875 | 1 | 1 | 0.6 | 0.6 | 8 | 8
SN | Yanghuopan power station Unit 2 | conventional_steam_coal | 140 | 1 | 0 | 0 | 0 | 1 | 0 | 0 | 0 | 0 | 0 | 0 | 0 | 0 | 0 | 0 | 660 | 1 | 660 | 0 | 1.78 | 117 | 13.7 | 8.272 | SN_Coal | 0.3875 | 1 | 1 | 0.6 | 0.6 | 8 | 8
SN | Yangling Cogen power station Unit 1 | cogen_conventional_steam_coal | 141 | 1 | 0 | 0 | 0 | 1 | 0 | 0 | 0 | 0 | 0 | 0 | 0 | 0 | 0 | 0 | 350 | 1 | 350 | 0 | 1.78 | 117 | 13.7 | 10.0908 | SN_Coal | 0.6425 | 1 | 1 | 0.6 | 0.6 | 8 | 8
SN | Yangling Cogen power station Unit 2 | cogen_conventional_steam_coal | 142 | 1 | 0 | 0 | 0 | 1 | 0 | 0 | 0 | 0 | 0 | 0 | 0 | 0 | 0 | 0 | 350 | 1 | 350 | 0 | 1.78 | 117 | 13.7 | 9.2499 | SN_Coal | 0.6425 | 1 | 1 | 0.6 | 0.6 | 8 | 8
SN | Yankuang Group Methanol power station Unit 1 | cogen_conventional_steam_coal | 143 | 1 | 0 | 0 | 0 | 1 | 0 | 0 | 0 | 0 | 0 | 0 | 0 | 0 | 0 | 0 | 50 | 1 | 50 | 0 | 1.78 | 117 | 13.7 | 11.1865 | SN_Coal | 0.6425 | 1 | 1 | 0.6 | 0.6 | 8 | 8
SN | Yaochi power station Unit 1 | cogen_conventional_steam_coal | 144 | 1 | 0 | 0 | 0 | 1 | 0 | 0 | 0 | 0 | 0 | 0 | 0 | 0 | 0 | 0 | 200 | 1 | 200 | 0 | 1.78 | 117 | 13.7 | 11.1865 | SN_Coal | 0.6425 | 1 | 1 | 0.6 | 0.6 | 8 | 8
SN | Yaochi power station Unit 2 | cogen_conventional_steam_coal | 145 | 1 | 0 | 0 | 0 | 1 | 0 | 0 | 0 | 0 | 0 | 0 | 0 | 0 | 0 | 0 | 200 | 1 | 200 | 0 | 1.78 | 117 | 13.7 | 11.1865 | SN_Coal | 0.6425 | 1 | 1 | 0.6 | 0.6 | 8 | 8
SN | Yulin Beijiao power station Unit 1 | cogen_conventional_steam_coal | 146 | 1 | 0 | 0 | 0 | 1 | 0 | 0 | 0 | 0 | 0 | 0 | 0 | 0 | 0 | 0 | 350 | 1 | 350 | 0 | 1.78 | 117 | 13.7 | 9.2499 | SN_Coal | 0.6425 | 1 | 1 | 0.6 | 0.6 | 8 | 8
SN | Yulin Beijiao power station Unit 2 | cogen_conventional_steam_coal | 147 | 1 | 0 | 0 | 0 | 1 | 0 | 0 | 0 | 0 | 0 | 0 | 0 | 0 | 0 | 0 | 350 | 1 | 350 | 0 | 1.78 | 117 | 13.7 | 9.2499 | SN_Coal | 0.6425 | 1 | 1 | 0.6 | 0.6 | 8 | 8
SN | Yulin Chemical power station Unit 1 | cogen_conventional_steam_coal | 148 | 1 | 0 | 0 | 0 | 1 | 0 | 0 | 0 | 0 | 0 | 0 | 0 | 0 | 0 | 0 | 100 | 1 | 100 | 0 | 1.78 | 117 | 13.7 | 11.1865 | SN_Coal | 0.6425 | 1 | 1 | 0.6 | 0.6 | 8 | 8
SN | Yulin Chemical power station Unit 2 | cogen_conventional_steam_coal | 149 | 1 | 0 | 0 | 0 | 1 | 0 | 0 | 0 | 0 | 0 | 0 | 0 | 0 | 0 | 0 | 100 | 1 | 100 | 0 | 1.78 | 117 | 13.7 | 11.1865 | SN_Coal | 0.6425 | 1 | 1 | 0.6 | 0.6 | 8 | 8
SN | Yulin Coal Liquefaction power station Unit 1 | cogen_conventional_steam_coal | 150 | 1 | 0 | 0 | 0 | 1 | 0 | 0 | 0 | 0 | 0 | 0 | 0 | 0 | 0 | 0 | 100 | 1 | 100 | 0 | 1.78 | 117 | 13.7 | 10.326 | SN_Coal | 0.6425 | 1 | 1 | 0.6 | 0.6 | 8 | 8
SN | Yulin Coal Liquefaction power station Unit 2 | cogen_conventional_steam_coal | 151 | 1 | 0 | 0 | 0 | 1 | 0 | 0 | 0 | 0 | 0 | 0 | 0 | 0 | 0 | 0 | 100 | 1 | 100 | 0 | 1.78 | 117 | 13.7 | 10.326 | SN_Coal | 0.6425 | 1 | 1 | 0.6 | 0.6 | 8 | 8
SN | Yulin Energy Chemical Industry captive power station Unit 1 | cogen_conventional_steam_coal | 152 | 1 | 0 | 0 | 0 | 1 | 0 | 0 | 0 | 0 | 0 | 0 | 0 | 0 | 0 | 0 | 50 | 1 | 50 | 0 | 1.78 | 117 | 13.7 | 10.326 | SN_Coal | 0.6425 | 1 | 1 | 0.6 | 0.6 | 8 | 8
SN | Yulin Energy Chemical Industry captive power station Unit 2 | cogen_conventional_steam_coal | 153 | 1 | 0 | 0 | 0 | 1 | 0 | 0 | 0 | 0 | 0 | 0 | 0 | 0 | 0 | 0 | 50 | 1 | 50 | 0 | 1.78 | 117 | 13.7 | 10.326 | SN_Coal | 0.6425 | 1 | 1 | 0.6 | 0.6 | 8 | 8
SN | Yulin Hengshan power station Phase I Unit 1 | conventional_steam_coal | 154 | 1 | 0 | 0 | 0 | 1 | 0 | 0 | 0 | 0 | 0 | 0 | 0 | 0 | 0 | 0 | 1000 | 1 | 1000 | 0 | 1.78 | 117 | 13.7 | 8.272 | SN_Coal | 0.3875 | 1 | 1 | 0.6 | 0.6 | 8 | 8
SN | Yulin Hengshan power station Phase I Unit 2 | conventional_steam_coal | 155 | 1 | 0 | 0 | 0 | 1 | 0 | 0 | 0 | 0 | 0 | 0 | 0 | 0 | 0 | 0 | 1000 | 1 | 1000 | 0 | 1.78 | 117 | 13.7 | 8.272 | SN_Coal | 0.3875 | 1 | 1 | 0.6 | 0.6 | 8 | 8
SN | Yulin Methanol power station Unit 1 | cogen_conventional_steam_coal | 156 | 1 | 0 | 0 | 0 | 1 | 0 | 0 | 0 | 0 | 0 | 0 | 0 | 0 | 0 | 0 | 150 | 1 | 150 | 0 | 1.78 | 117 | 13.7 | 11.1865 | SN_Coal | 0.6425 | 1 | 1 | 0.6 | 0.6 | 8 | 8
SN | Yulin Methanol power station Unit 2 | cogen_conventional_steam_coal | 157 | 1 | 0 | 0 | 0 | 1 | 0 | 0 | 0 | 0 | 0 | 0 | 0 | 0 | 0 | 0 | 150 | 1 | 150 | 0 | 1.78 | 117 | 13.7 | 11.1865 | SN_Coal | 0.6425 | 1 | 1 | 0.6 | 0.6 | 8 | 8
SN | Yulin Shanghe power station Unit 3 | cogen_conventional_steam_coal | 158 | 1 | 0 | 0 | 0 | 1 | 0 | 0 | 0 | 0 | 0 | 0 | 0 | 0 | 0 | 0 | 140 | 1 | 140 | 0 | 1.78 | 117 | 13.7 | 12.1828 | SN_Coal | 0.6425 | 1 | 1 | 0.6 | 0.6 | 8 | 8
SN | Yulin Shanghe power station Unit 4 | cogen_conventional_steam_coal | 159 | 1 | 0 | 0 | 0 | 1 | 0 | 0 | 0 | 0 | 0 | 0 | 0 | 0 | 0 | 0 | 140 | 1 | 140 | 0 | 1.78 | 117 | 13.7 | 12.1828 | SN_Coal | 0.6425 | 1 | 1 | 0.6 | 0.6 | 8 | 8
SN | Yulin Southwest New District Cogen power station Unit 1 | cogen_conventional_steam_coal | 160 | 1 | 0 | 0 | 0 | 1 | 0 | 0 | 0 | 0 | 0 | 0 | 0 | 0 | 0 | 0 | 350 | 1 | 350 | 0 | 1.78 | 117 | 13.7 | 9.2499 | SN_Coal | 0.6425 | 1 | 1 | 0.6 | 0.6 | 8 | 8
SN | Yulin Southwest New District Cogen power station Unit 2 | cogen_conventional_steam_coal | 161 | 1 | 0 | 0 | 0 | 1 | 0 | 0 | 0 | 0 | 0 | 0 | 0 | 0 | 0 | 0 | 350 | 1 | 350 | 0 | 1.78 | 117 | 13.7 | 9.2499 | SN_Coal | 0.6425 | 1 | 1 | 0.6 | 0.6 | 8 | 8
SN | Yulin Yuheng power station Unit 1 | cogen_conventional_steam_coal | 162 | 1 | 0 | 0 | 0 | 1 | 0 | 0 | 0 | 0 | 0 | 0 | 0 | 0 | 0 | 0 | 600 | 1 | 600 | 0 | 1.78 | 117 | 13.7 | 9.0992 | SN_Coal | 0.6425 | 1 | 1 | 0.6 | 0.6 | 8 | 8
SN | Yulin Yuheng power station Unit 2 | cogen_conventional_steam_coal | 163 | 1 | 0 | 0 | 0 | 1 | 0 | 0 | 0 | 0 | 0 | 0 | 0 | 0 | 0 | 0 | 600 | 1 | 600 | 0 | 1.78 | 117 | 13.7 | 9.0992 | SN_Coal | 0.6425 | 1 | 1 | 0.6 | 0.6 | 8 | 8
SN | Ankang solar project | solar_photovoltaic | 164 | 1 | 0 | 1 | 0 | 0 | 0 | 0 | 0 | 0 | 0 | 0 | 0 | 1 | 1 | 0 | 1 | 1 | 1 | 0 | 0 | 0 | 0 | 0 |  | 0 | 1 | 1 | 1 | 1 | 0 | 0
SN | Baoji Conch New Energy Baoji Qishan County Baoji Conch Profile solar project | solar_photovoltaic | 165 | 1 | 0 | 1 | 0 | 0 | 0 | 0 | 0 | 0 | 0 | 0 | 0 | 1 | 1 | 0 | 4.2 | 1 | 4.2 | 0 | 0 | 0 | 0 | 0 |  | 0 | 1 | 1 | 1 | 1 | 0 | 0
SN | Baoji Petroleum Pump Equipment Factory solar project | solar_photovoltaic | 166 | 1 | 0 | 1 | 0 | 0 | 0 | 0 | 0 | 0 | 0 | 0 | 0 | 1 | 1 | 0 | 4 | 1 | 4 | 0 | 0 | 0 | 0 | 0 |  | 0 | 1 | 1 | 1 | 1 | 0 | 0
SN | Baoji Petroleum Transmission Equipment Factory solar project | solar_photovoltaic | 167 | 1 | 0 | 1 | 0 | 0 | 0 | 0 | 0 | 0 | 0 | 0 | 0 | 1 | 1 | 0 | 4 | 1 | 4 | 0 | 0 | 0 | 0 | 0 |  | 0 | 1 | 1 | 1 | 1 | 0 | 0
SN | Baoji solar project | solar_photovoltaic | 168 | 1 | 0 | 1 | 0 | 0 | 0 | 0 | 0 | 0 | 0 | 0 | 0 | 1 | 1 | 0 | 4 | 1 | 4 | 0 | 0 | 0 | 0 | 0 |  | 0 | 1 | 1 | 1 | 1 | 0 | 0
SN | Baoji Tangyuan New Energy solar project | solar_photovoltaic | 169 | 1 | 0 | 1 | 0 | 0 | 0 | 0 | 0 | 0 | 0 | 0 | 0 | 1 | 1 | 0 | 5.9 | 1 | 5.9 | 0 | 0 | 0 | 0 | 0 |  | 0 | 1 | 1 | 1 | 1 | 0 | 0
SN | Baota District Qiaogou Office Wangchagou solar project | solar_photovoltaic | 170 | 1 | 0 | 1 | 0 | 0 | 0 | 0 | 0 | 0 | 0 | 0 | 0 | 1 | 1 | 0 | 1.2 | 1 | 1.2 | 0 | 0 | 0 | 0 | 0 |  | 0 | 1 | 1 | 1 | 1 | 0 | 0
SN | CCCC Xi'an Road solar project | solar_photovoltaic | 171 | 1 | 0 | 1 | 0 | 0 | 0 | 0 | 0 | 0 | 0 | 0 | 0 | 1 | 1 | 0 | 7.3 | 1 | 7.3 | 0 | 0 | 0 | 0 | 0 |  | 0 | 1 | 1 | 1 | 1 | 0 | 0
SN | Chengcheng solar project | solar_photovoltaic | 172 | 1 | 0 | 1 | 0 | 0 | 0 | 0 | 0 | 0 | 0 | 0 | 0 | 1 | 1 | 0 | 6 | 1 | 6 | 0 | 0 | 0 | 0 | 0 |  | 0 | 1 | 1 | 1 | 1 | 0 | 0
SN | Fast solar project | solar_photovoltaic | 173 | 1 | 0 | 1 | 0 | 0 | 0 | 0 | 0 | 0 | 0 | 0 | 0 | 1 | 1 | 0 | 2 | 1 | 2 | 0 | 0 | 0 | 0 | 0 |  | 0 | 1 | 1 | 1 | 1 | 0 | 0
SN | Fufeng Ciyang New Energy Technology solar project | solar_photovoltaic | 174 | 1 | 0 | 1 | 0 | 0 | 0 | 0 | 0 | 0 | 0 | 0 | 0 | 1 | 1 | 0 | 9.9 | 1 | 9.9 | 0 | 0 | 0 | 0 | 0 |  | 0 | 1 | 1 | 1 | 1 | 0 | 0
SN | Gangoucun C solar project | solar_photovoltaic | 175 | 1 | 0 | 1 | 0 | 0 | 0 | 0 | 0 | 0 | 0 | 0 | 0 | 1 | 1 | 0 | 10 | 1 | 10 | 0 | 0 | 0 | 0 | 0 |  | 0 | 1 | 1 | 1 | 1 | 0 | 0
SN | Greenland Vegetable Professional Cooperative Chenjiacun Vegetable Greenhouse solar project | solar_photovoltaic | 176 | 1 | 0 | 1 | 0 | 0 | 0 | 0 | 0 | 0 | 0 | 0 | 0 | 1 | 1 | 0 | 1.5 | 1 | 1.5 | 0 | 0 | 0 | 0 | 0 |  | 0 | 1 | 1 | 1 | 1 | 0 | 0
SN | Hanchang A solar project | solar_photovoltaic | 177 | 1 | 0 | 1 | 0 | 0 | 0 | 0 | 0 | 0 | 0 | 0 | 0 | 1 | 1 | 0 | 15 | 1 | 15 | 0 | 0 | 0 | 0 | 0 |  | 0 | 1 | 1 | 1 | 1 | 0 | 0
SN | Hancheng Sunshine Yipin New Energy Technology solar project | solar_photovoltaic | 178 | 1 | 0 | 1 | 0 | 0 | 0 | 0 | 0 | 0 | 0 | 0 | 0 | 1 | 1 | 0 | 4 | 1 | 4 | 0 | 0 | 0 | 0 | 0 |  | 0 | 1 | 1 | 1 | 1 | 0 | 0
SN | Hancheng Yufeng Photovoltaic Power solar project | solar_photovoltaic | 179 | 1 | 0 | 1 | 0 | 0 | 0 | 0 | 0 | 0 | 0 | 0 | 0 | 1 | 1 | 0 | 5.5 | 1 | 5.5 | 0 | 0 | 0 | 0 | 0 |  | 0 | 1 | 1 | 1 | 1 | 0 | 0
SN | Huishang Junwei solar project | solar_photovoltaic | 180 | 1 | 0 | 1 | 0 | 0 | 0 | 0 | 0 | 0 | 0 | 0 | 0 | 1 | 1 | 0 | 3.5 | 1 | 3.5 | 0 | 0 | 0 | 0 | 0 |  | 0 | 1 | 1 | 1 | 1 | 0 | 0
SN | Jingbian County Guanneng Electric Power solar project | solar_photovoltaic | 181 | 1 | 0 | 1 | 0 | 0 | 0 | 0 | 0 | 0 | 0 | 0 | 0 | 1 | 1 | 0 | 6 | 1 | 6 | 0 | 0 | 0 | 0 | 0 |  | 0 | 1 | 1 | 1 | 1 | 0 | 0
SN | Lantian Northwest Furniture Industrial Park solar project | solar_photovoltaic | 182 | 1 | 0 | 1 | 0 | 0 | 0 | 0 | 0 | 0 | 0 | 0 | 0 | 1 | 1 | 0 | 3.5 | 1 | 3.5 | 0 | 0 | 0 | 0 | 0 |  | 0 | 1 | 1 | 1 | 1 | 0 | 0
SN | Liqian B solar project | solar_photovoltaic | 183 | 1 | 0 | 1 | 0 | 0 | 0 | 0 | 0 | 0 | 0 | 0 | 0 | 1 | 1 | 0 | 15 | 1 | 15 | 0 | 0 | 0 | 0 | 0 |  | 0 | 1 | 1 | 1 | 1 | 0 | 0
SN | Pucheng solar project | solar_photovoltaic | 184 | 1 | 0 | 1 | 0 | 0 | 0 | 0 | 0 | 0 | 0 | 0 | 0 | 1 | 1 | 0 | 5.8 | 1 | 5.8 | 0 | 0 | 0 | 0 | 0 |  | 0 | 1 | 1 | 1 | 1 | 0 | 0
SN | Shaanxi - Hubei Power Export Dingbian solar farm | solar_photovoltaic | 185 | 1 | 0 | 1 | 0 | 0 | 0 | 0 | 0 | 0 | 0 | 0 | 0 | 1 | 1 | 0 | 500 | 1 | 500 | 0 | 0 | 0 | 0 | 0 |  | 0 | 1 | 1 | 1 | 1 | 0 | 0
SN | Shaanxi - Hubei Power Export Huanglong Muerping Yanchang Oil solar power plant Phase 1 | solar_photovoltaic | 186 | 1 | 0 | 1 | 0 | 0 | 0 | 0 | 0 | 0 | 0 | 0 | 0 | 1 | 1 | 0 | 50 | 1 | 50 | 0 | 0 | 0 | 0 | 0 |  | 0 | 1 | 1 | 1 | 1 | 0 | 0
SN | Shaanxi - Hubei Power Export Huanglong Muerping Yanchang Oil solar power plant Phase 2 | solar_photovoltaic | 187 | 1 | 0 | 1 | 0 | 0 | 0 | 0 | 0 | 0 | 0 | 0 | 0 | 1 | 1 | 0 | 100 | 1 | 100 | 0 | 0 | 0 | 0 | 0 |  | 0 | 1 | 1 | 1 | 1 | 0 | 0
SN | Shaanxi - Hubei Power Export Shenmu solar farm | solar_photovoltaic | 188 | 1 | 0 | 1 | 0 | 0 | 0 | 0 | 0 | 0 | 0 | 0 | 0 | 1 | 1 | 0 | 500 | 1 | 500 | 0 | 0 | 0 | 0 | 0 |  | 0 | 1 | 1 | 1 | 1 | 0 | 0
SN | Shaanxi - Hubei Power Export Yuyang Balasu solar power plant | solar_photovoltaic | 189 | 1 | 0 | 1 | 0 | 0 | 0 | 0 | 0 | 0 | 0 | 0 | 0 | 1 | 1 | 0 | 100 | 1 | 100 | 0 | 0 | 0 | 0 | 0 |  | 0 | 1 | 1 | 1 | 1 | 0 | 0
SN | Shaanxi - Hubei Power Export Yuyang solar farm Phase 1 | solar_photovoltaic | 190 | 1 | 0 | 1 | 0 | 0 | 0 | 0 | 0 | 0 | 0 | 0 | 0 | 1 | 1 | 0 | 400 | 1 | 400 | 0 | 0 | 0 | 0 | 0 |  | 0 | 1 | 1 | 1 | 1 | 0 | 0
SN | Shaanxi - Hubei Power Export Yuyang solar farm Phase 2 | solar_photovoltaic | 191 | 1 | 0 | 1 | 0 | 0 | 0 | 0 | 0 | 0 | 0 | 0 | 0 | 1 | 1 | 0 | 200 | 1 | 200 | 0 | 0 | 0 | 0 | 0 |  | 0 | 1 | 1 | 1 | 1 | 0 | 0
SN | Shaanxi Ankang Aoptech New Energy Ziyang County rooftop solar project | solar_photovoltaic | 192 | 1 | 0 | 1 | 0 | 0 | 0 | 0 | 0 | 0 | 0 | 0 | 0 | 1 | 1 | 0 | 5.8 | 1 | 5.8 | 0 | 0 | 0 | 0 | 0 |  | 0 | 1 | 1 | 1 | 1 | 0 | 0
SN | Shaanxi Ankang Hanbin District Jiazhitai New Energy Ziyang County rural household rooftop solar project | solar_photovoltaic | 193 | 1 | 0 | 1 | 0 | 0 | 0 | 0 | 0 | 0 | 0 | 0 | 0 | 1 | 1 | 0 | 6 | 1 | 6 | 0 | 0 | 0 | 0 | 0 |  | 0 | 1 | 1 | 1 | 1 | 0 | 0
SN | Shaanxi Ankang Hanbin District Jiazhitai New Energy Ziyang County solar project | solar_photovoltaic | 194 | 1 | 0 | 1 | 0 | 0 | 0 | 0 | 0 | 0 | 0 | 0 | 0 | 1 | 1 | 0 | 6 | 1 | 6 | 0 | 0 | 0 | 0 | 0 |  | 0 | 1 | 1 | 1 | 1 | 0 | 0
SN | Shaanxi Ansai Gaoqiao Agricultural solar power plant | solar_photovoltaic | 195 | 1 | 0 | 1 | 0 | 0 | 0 | 0 | 0 | 0 | 0 | 0 | 0 | 1 | 1 | 0 | 200 | 1 | 200 | 0 | 0 | 0 | 0 | 0 |  | 0 | 1 | 1 | 1 | 1 | 0 | 0
SN | Shaanxi Ansai Jianhuazhen Agriculture solar farm | solar_photovoltaic | 196 | 1 | 0 | 1 | 0 | 0 | 0 | 0 | 0 | 0 | 0 | 0 | 0 | 1 | 1 | 0 | 100 | 1 | 100 | 0 | 0 | 0 | 0 | 0 |  | 0 | 1 | 1 | 1 | 1 | 0 | 0
SN | Shaanxi Ansai Liandaowan Agricultural solar power plant | solar_photovoltaic | 197 | 1 | 0 | 1 | 0 | 0 | 0 | 0 | 0 | 0 | 0 | 0 | 0 | 1 | 1 | 0 | 100 | 1 | 100 | 0 | 0 | 0 | 0 | 0 |  | 0 | 1 | 1 | 1 | 1 | 0 | 0
SN | Shaanxi Ansai Pingqaio Jiasheng Agricultural/Forestry solar power plant | solar_photovoltaic | 198 | 1 | 0 | 1 | 0 | 0 | 0 | 0 | 0 | 0 | 0 | 0 | 0 | 1 | 1 | 0 | 100 | 1 | 100 | 0 | 0 | 0 | 0 | 0 |  | 0 | 1 | 1 | 1 | 1 | 0 | 0
SN | Shaanxi Baishui (China Power Construction) 100 MW solar farm | solar_photovoltaic | 199 | 1 | 0 | 1 | 0 | 0 | 0 | 0 | 0 | 0 | 0 | 0 | 0 | 1 | 1 | 0 | 100 | 1 | 100 | 0 | 0 | 0 | 0 | 0 |  | 0 | 1 | 1 | 1 | 1 | 0 | 0
SN | Shaanxi Baishui (Shaanxi Investment) solar farm | solar_photovoltaic | 200 | 1 | 0 | 1 | 0 | 0 | 0 | 0 | 0 | 0 | 0 | 0 | 0 | 1 | 1 | 0 | 130 | 1 | 130 | 0 | 0 | 0 | 0 | 0 |  | 0 | 1 | 1 | 1 | 1 | 0 | 0
SN | Shaanxi Baishui 100 MW (Shaanxi Investment) solar farm | solar_photovoltaic | 201 | 1 | 0 | 1 | 0 | 0 | 0 | 0 | 0 | 0 | 0 | 0 | 0 | 1 | 1 | 0 | 100 | 1 | 100 | 0 | 0 | 0 | 0 | 0 |  | 0 | 1 | 1 | 1 | 1 | 0 | 0
SN | Shaanxi Baishui Dingxin solar farm | solar_photovoltaic | 202 | 1 | 0 | 1 | 0 | 0 | 0 | 0 | 0 | 0 | 0 | 0 | 0 | 1 | 1 | 0 | 20 | 1 | 20 | 0 | 0 | 0 | 0 | 0 |  | 0 | 1 | 1 | 1 | 1 | 0 | 0
SN | Shaanxi Baishui Xiguzhen (Jingneng) solar farm | solar_photovoltaic | 203 | 1 | 0 | 1 | 0 | 0 | 0 | 0 | 0 | 0 | 0 | 0 | 0 | 1 | 1 | 0 | 200 | 1 | 200 | 0 | 0 | 0 | 0 | 0 |  | 0 | 1 | 1 | 1 | 1 | 0 | 0
SN | Shaanxi Baishui Xiguzhen (Pubai Mining) solar farm | solar_photovoltaic | 204 | 1 | 0 | 1 | 0 | 0 | 0 | 0 | 0 | 0 | 0 | 0 | 0 | 1 | 1 | 0 | 100 | 1 | 100 | 0 | 0 | 0 | 0 | 0 |  | 0 | 1 | 1 | 1 | 1 | 0 | 0
SN | Shaanxi Baishui Xiguzhen Unsubsidized solar power plant | solar_photovoltaic | 205 | 1 | 0 | 1 | 0 | 0 | 0 | 0 | 0 | 0 | 0 | 0 | 0 | 1 | 1 | 0 | 200 | 1 | 200 | 0 | 0 | 0 | 0 | 0 |  | 0 | 1 | 1 | 1 | 1 | 0 | 0
SN | Shaanxi Baishui Xindahang solar farm | solar_photovoltaic | 206 | 1 | 0 | 1 | 0 | 0 | 0 | 0 | 0 | 0 | 0 | 0 | 0 | 1 | 1 | 0 | 20 | 1 | 20 | 0 | 0 | 0 | 0 | 0 |  | 0 | 1 | 1 | 1 | 1 | 0 | 0
SN | Shaanxi Baishui Yaohe Leiya solar power plant | solar_photovoltaic | 207 | 1 | 0 | 1 | 0 | 0 | 0 | 0 | 0 | 0 | 0 | 0 | 0 | 1 | 1 | 0 | 100 | 1 | 100 | 0 | 0 | 0 | 0 | 0 |  | 0 | 1 | 1 | 1 | 1 | 0 | 0
SN | Shaanxi Baishui Zhongdi solar farm | solar_photovoltaic | 208 | 1 | 0 | 1 | 0 | 0 | 0 | 0 | 0 | 0 | 0 | 0 | 0 | 1 | 1 | 0 | 20 | 1 | 20 | 0 | 0 | 0 | 0 | 0 |  | 0 | 1 | 1 | 1 | 1 | 0 | 0
SN | Shaanxi Baochen Engineering Yan'an Branch solar project | solar_photovoltaic | 209 | 1 | 0 | 1 | 0 | 0 | 0 | 0 | 0 | 0 | 0 | 0 | 0 | 1 | 1 | 0 | 2 | 1 | 2 | 0 | 0 | 0 | 0 | 0 |  | 0 | 1 | 1 | 1 | 1 | 0 | 0
SN | Shaanxi Baoji State Nuclear Power Titanium and Zirconium Industry solar project | solar_photovoltaic | 210 | 1 | 0 | 1 | 0 | 0 | 0 | 0 | 0 | 0 | 0 | 0 | 0 | 1 | 1 | 0 | 4.6 | 1 | 4.6 | 0 | 0 | 0 | 0 | 0 |  | 0 | 1 | 1 | 1 | 1 | 0 | 0
SN | Shaanxi Baota Madongchuanzhen Agriculture solar farm | solar_photovoltaic | 211 | 1 | 0 | 1 | 0 | 0 | 0 | 0 | 0 | 0 | 0 | 0 | 0 | 1 | 1 | 0 | 100 | 1 | 100 | 0 | 0 | 0 | 0 | 0 |  | 0 | 1 | 1 | 1 | 1 | 0 | 0
SN | Shaanxi Baota solar project | solar_photovoltaic | 212 | 1 | 0 | 1 | 0 | 0 | 0 | 0 | 0 | 0 | 0 | 0 | 0 | 1 | 1 | 0 | 2.4 | 1 | 2.4 | 0 | 0 | 0 | 0 | 0 |  | 0 | 1 | 1 | 1 | 1 | 0 | 0
SN | Shaanxi Baqiao State Railway Operations and Services Xi’an Locomotive Depot and Xi’an Passenger Depot Rooftop solar project | solar_photovoltaic | 213 | 1 | 0 | 1 | 0 | 0 | 0 | 0 | 0 | 0 | 0 | 0 | 0 | 1 | 1 | 0 | 2.7 | 1 | 2.7 | 0 | 0 | 0 | 0 | 0 |  | 0 | 1 | 1 | 1 | 1 | 0 | 0
SN | Shaanxi Binzhou Dafosi (Longyuan) Agriculture solar farm | solar_photovoltaic | 214 | 1 | 0 | 1 | 0 | 0 | 0 | 0 | 0 | 0 | 0 | 0 | 0 | 1 | 1 | 0 | 50 | 1 | 50 | 0 | 0 | 0 | 0 | 0 |  | 0 | 1 | 1 | 1 | 1 | 0 | 0
SN | Shaanxi Binzhou Taiyuzhen solar power plant | solar_photovoltaic | 215 | 1 | 0 | 1 | 0 | 0 | 0 | 0 | 0 | 0 | 0 | 0 | 0 | 1 | 1 | 0 | 150 | 1 | 150 | 0 | 0 | 0 | 0 | 0 |  | 0 | 1 | 1 | 1 | 1 | 0 | 0
SN | Shaanxi Central Heating solar project | solar_photovoltaic | 216 | 1 | 0 | 1 | 0 | 0 | 0 | 0 | 0 | 0 | 0 | 0 | 0 | 1 | 1 | 0 | 3.3 | 1 | 3.3 | 0 | 0 | 0 | 0 | 0 |  | 0 | 1 | 1 | 1 | 1 | 0 | 0
SN | Shaanxi Chang'an China Coal Science and Technology Xi’an Research Institute Intelligent Drilling Equipment and Coalbed Development Industrial Base Rooftop solar project | solar_photovoltaic | 217 | 1 | 0 | 1 | 0 | 0 | 0 | 0 | 0 | 0 | 0 | 0 | 0 | 1 | 1 | 0 | 2.2 | 1 | 2.2 | 0 | 0 | 0 | 0 | 0 |  | 0 | 1 | 1 | 1 | 1 | 0 | 0
SN | Shaanxi Chang'an TBEA Xi'an High-tech Zone solar project | solar_photovoltaic | 218 | 1 | 0 | 1 | 0 | 0 | 0 | 0 | 0 | 0 | 0 | 0 | 0 | 1 | 1 | 0 | 1 | 1 | 1 | 0 | 0 | 0 | 0 | 0 |  | 0 | 1 | 1 | 1 | 1 | 0 | 0
SN | Shaanxi Changwu Agricultural solar power plant | solar_photovoltaic | 219 | 1 | 0 | 1 | 0 | 0 | 0 | 0 | 0 | 0 | 0 | 0 | 0 | 1 | 1 | 0 | 100 | 1 | 100 | 0 | 0 | 0 | 0 | 0 |  | 0 | 1 | 1 | 1 | 1 | 0 | 0
SN | Shaanxi Changwu Binchang and Power solar project | solar_photovoltaic | 220 | 1 | 0 | 1 | 0 | 0 | 0 | 0 | 0 | 0 | 0 | 0 | 0 | 1 | 1 | 0 | 5.8 | 1 | 5.8 | 0 | 0 | 0 | 0 | 0 |  | 0 | 1 | 1 | 1 | 1 | 0 | 0
SN | Shaanxi Changwu Jujiazhen (Datang) Agriculture solar farm Phase 1 | solar_photovoltaic | 221 | 1 | 0 | 1 | 0 | 0 | 0 | 0 | 0 | 0 | 0 | 0 | 0 | 1 | 1 | 0 | 50 | 1 | 50 | 0 | 0 | 0 | 0 | 0 |  | 0 | 1 | 1 | 1 | 1 | 0 | 0
SN | Shaanxi Chengcheng (Shaantou) solar farm | solar_photovoltaic | 222 | 1 | 0 | 1 | 0 | 0 | 0 | 0 | 0 | 0 | 0 | 0 | 0 | 1 | 1 | 0 | 100 | 1 | 100 | 0 | 0 | 0 | 0 | 0 |  | 0 | 1 | 1 | 1 | 1 | 0 | 0
SN | Shaanxi Chengcheng Anlizhen Changsheng solar farm | solar_photovoltaic | 223 | 1 | 0 | 1 | 0 | 0 | 0 | 0 | 0 | 0 | 0 | 0 | 0 | 1 | 1 | 0 | 20 | 1 | 20 | 0 | 0 | 0 | 0 | 0 |  | 0 | 1 | 1 | 1 | 1 | 0 | 0
SN | Shaanxi Chengcheng Dongyi Agricultural solar power plant | solar_photovoltaic | 224 | 1 | 0 | 1 | 0 | 0 | 0 | 0 | 0 | 0 | 0 | 0 | 0 | 1 | 1 | 0 | 100 | 1 | 100 | 0 | 0 | 0 | 0 | 0 |  | 0 | 1 | 1 | 1 | 1 | 0 | 0
SN | Shaanxi Chengcheng Fengyuan solar farm | solar_photovoltaic | 225 | 1 | 0 | 1 | 0 | 0 | 0 | 0 | 0 | 0 | 0 | 0 | 0 | 1 | 1 | 0 | 50 | 1 | 50 | 0 | 0 | 0 | 0 | 0 |  | 0 | 1 | 1 | 1 | 1 | 0 | 0
SN | Shaanxi Chengcheng Fengyuan solar power plant | solar_photovoltaic | 226 | 1 | 0 | 1 | 0 | 0 | 0 | 0 | 0 | 0 | 0 | 0 | 0 | 1 | 1 | 0 | 300 | 1 | 300 | 0 | 0 | 0 | 0 | 0 |  | 0 | 1 | 1 | 1 | 1 | 0 | 0
SN | Shaanxi Chengcheng Poverty Reduction solar farm | solar_photovoltaic | 227 | 1 | 0 | 1 | 0 | 0 | 0 | 0 | 0 | 0 | 0 | 0 | 0 | 1 | 1 | 0 | 53 | 1 | 53 | 0 | 0 | 0 | 0 | 0 |  | 0 | 1 | 1 | 1 | 1 | 0 | 0
SN | Shaanxi Chengcheng Qinyang solar power plant | solar_photovoltaic | 228 | 1 | 0 | 1 | 0 | 0 | 0 | 0 | 0 | 0 | 0 | 0 | 0 | 1 | 1 | 0 | 100 | 1 | 100 | 0 | 0 | 0 | 0 | 0 |  | 0 | 1 | 1 | 1 | 1 | 0 | 0
SN | Shaanxi Chenggu Laozhuangzhen Agriculture solar farm | solar_photovoltaic | 229 | 1 | 0 | 1 | 0 | 0 | 0 | 0 | 0 | 0 | 0 | 0 | 0 | 1 | 1 | 0 | 50 | 1 | 50 | 0 | 0 | 0 | 0 | 0 |  | 0 | 1 | 1 | 1 | 1 | 0 | 0
SN | Shaanxi Chint Cable solar project | solar_photovoltaic | 230 | 1 | 0 | 1 | 0 | 0 | 0 | 0 | 0 | 0 | 0 | 0 | 0 | 1 | 1 | 0 | 2 | 1 | 2 | 0 | 0 | 0 | 0 | 0 |  | 0 | 1 | 1 | 1 | 1 | 0 | 0
SN | Shaanxi Chunhua Chunhua solar farm | solar_photovoltaic | 231 | 1 | 0 | 1 | 0 | 0 | 0 | 0 | 0 | 0 | 0 | 0 | 0 | 1 | 1 | 0 | 20 | 1 | 20 | 0 | 0 | 0 | 0 | 0 |  | 0 | 1 | 1 | 1 | 1 | 0 | 0
SN | Shaanxi Dali Agricultural solar power plant | solar_photovoltaic | 232 | 1 | 0 | 1 | 0 | 0 | 0 | 0 | 0 | 0 | 0 | 0 | 0 | 1 | 1 | 0 | 200 | 1 | 200 | 0 | 0 | 0 | 0 | 0 |  | 0 | 1 | 1 | 1 | 1 | 0 | 0
SN | Shaanxi Dali Guanchizhen (Chiguang) solar farm | solar_photovoltaic | 233 | 1 | 0 | 1 | 0 | 0 | 0 | 0 | 0 | 0 | 0 | 0 | 0 | 1 | 1 | 0 | 100 | 1 | 100 | 0 | 0 | 0 | 0 | 0 |  | 0 | 1 | 1 | 1 | 1 | 0 | 0
SN | Shaanxi Dali Shayuan Agriculture solar farm Phase 1 | solar_photovoltaic | 234 | 1 | 0 | 1 | 0 | 0 | 0 | 0 | 0 | 0 | 0 | 0 | 0 | 1 | 1 | 0 | 50 | 1 | 50 | 0 | 0 | 0 | 0 | 0 |  | 0 | 1 | 1 | 1 | 1 | 0 | 0
SN | Shaanxi Dali Tongzhou Agricultural solar power plant | solar_photovoltaic | 235 | 1 | 0 | 1 | 0 | 0 | 0 | 0 | 0 | 0 | 0 | 0 | 0 | 1 | 1 | 0 | 100 | 1 | 100 | 0 | 0 | 0 | 0 | 0 |  | 0 | 1 | 1 | 1 | 1 | 0 | 0
SN | Shaanxi Dali Xuzhuang (Zhongneng) Agriculture solar farm | solar_photovoltaic | 236 | 1 | 0 | 1 | 0 | 0 | 0 | 0 | 0 | 0 | 0 | 0 | 0 | 1 | 1 | 0 | 100 | 1 | 100 | 0 | 0 | 0 | 0 | 0 |  | 0 | 1 | 1 | 1 | 1 | 0 | 0
SN | Shaanxi Dali Xuzhuang Cecep solar farm | solar_photovoltaic | 237 | 1 | 0 | 1 | 0 | 0 | 0 | 0 | 0 | 0 | 0 | 0 | 0 | 1 | 1 | 0 | 22 | 1 | 22 | 0 | 0 | 0 | 0 | 0 |  | 0 | 1 | 1 | 1 | 1 | 0 | 0
SN | Shaanxi Danfeng Dihua Pastoral solar farm | solar_photovoltaic | 238 | 1 | 0 | 1 | 0 | 0 | 0 | 0 | 0 | 0 | 0 | 0 | 0 | 1 | 1 | 0 | 100 | 1 | 100 | 0 | 0 | 0 | 0 | 0 |  | 0 | 1 | 1 | 1 | 1 | 0 | 0
SN | Shaanxi Dingbian (China Energy Investment) Agricultural solar power plant | solar_photovoltaic | 239 | 1 | 0 | 1 | 0 | 0 | 0 | 0 | 0 | 0 | 0 | 0 | 0 | 1 | 1 | 0 | 100 | 1 | 100 | 0 | 0 | 0 | 0 | 0 |  | 0 | 1 | 1 | 1 | 1 | 0 | 0
SN | Shaanxi Dingbian (China Resources) solar farm | solar_photovoltaic | 240 | 1 | 0 | 1 | 0 | 0 | 0 | 0 | 0 | 0 | 0 | 0 | 0 | 1 | 1 | 0 | 50 | 1 | 50 | 0 | 0 | 0 | 0 | 0 |  | 0 | 1 | 1 | 1 | 1 | 0 | 0
SN | Shaanxi Dingbian (Datang) solar farm | solar_photovoltaic | 241 | 1 | 0 | 1 | 0 | 0 | 0 | 0 | 0 | 0 | 0 | 0 | 0 | 1 | 1 | 0 | 50 | 1 | 50 | 0 | 0 | 0 | 0 | 0 |  | 0 | 1 | 1 | 1 | 1 | 0 | 0
SN | Shaanxi Dingbian (Gaoheng) solar farm | solar_photovoltaic | 242 | 1 | 0 | 1 | 0 | 0 | 0 | 0 | 0 | 0 | 0 | 0 | 0 | 1 | 1 | 0 | 50 | 1 | 50 | 0 | 0 | 0 | 0 | 0 |  | 0 | 1 | 1 | 1 | 1 | 0 | 0
SN | Shaanxi Dingbian (Huaneng) Agricultural solar power plant | solar_photovoltaic | 243 | 1 | 0 | 1 | 0 | 0 | 0 | 0 | 0 | 0 | 0 | 0 | 0 | 1 | 1 | 0 | 100 | 1 | 100 | 0 | 0 | 0 | 0 | 0 |  | 0 | 1 | 1 | 1 | 1 | 0 | 0
SN | Shaanxi Dingbian Bainijingzhen (Huaneng) solar farm | solar_photovoltaic | 244 | 1 | 0 | 1 | 0 | 0 | 0 | 0 | 0 | 0 | 0 | 0 | 0 | 1 | 1 | 0 | 50 | 1 | 50 | 0 | 0 | 0 | 0 | 0 |  | 0 | 1 | 1 | 1 | 1 | 0 | 0
SN | Shaanxi Dingbian Bainijingzhen (Jingke) solar farm | solar_photovoltaic | 245 | 1 | 0 | 1 | 0 | 0 | 0 | 0 | 0 | 0 | 0 | 0 | 0 | 1 | 1 | 0 | 50 | 1 | 50 | 0 | 0 | 0 | 0 | 0 |  | 0 | 1 | 1 | 1 | 1 | 0 | 0
SN | Shaanxi Dingbian Bainijingzhen (Taike) solar farm | solar_photovoltaic | 246 | 1 | 0 | 1 | 0 | 0 | 0 | 0 | 0 | 0 | 0 | 0 | 0 | 1 | 1 | 0 | 30 | 1 | 30 | 0 | 0 | 0 | 0 | 0 |  | 0 | 1 | 1 | 1 | 1 | 0 | 0
SN | Shaanxi Dingbian Bainijingzhen (Tianruida) solar farm | solar_photovoltaic | 247 | 1 | 0 | 1 | 0 | 0 | 0 | 0 | 0 | 0 | 0 | 0 | 0 | 1 | 1 | 0 | 50 | 1 | 50 | 0 | 0 | 0 | 0 | 0 |  | 0 | 1 | 1 | 1 | 1 | 0 | 0
SN | Shaanxi Dingbian Bainijingzhen (Zhongyu Hengneng) solar farm | solar_photovoltaic | 248 | 1 | 0 | 1 | 0 | 0 | 0 | 0 | 0 | 0 | 0 | 0 | 0 | 1 | 1 | 0 | 50 | 1 | 50 | 0 | 0 | 0 | 0 | 0 |  | 0 | 1 | 1 | 1 | 1 | 0 | 0
SN | Shaanxi Dingbian County Puye New Energy rooftop solar project | solar_photovoltaic | 249 | 1 | 0 | 1 | 0 | 0 | 0 | 0 | 0 | 0 | 0 | 0 | 0 | 1 | 1 | 0 | 5 | 1 | 5 | 0 | 0 | 0 | 0 | 0 |  | 0 | 1 | 1 | 1 | 1 | 0 | 0
SN | Shaanxi Dingbian Fengwan solar power plant | solar_photovoltaic | 250 | 1 | 0 | 1 | 0 | 0 | 0 | 0 | 0 | 0 | 0 | 0 | 0 | 1 | 1 | 0 | 300 | 1 | 300 | 0 | 0 | 0 | 0 | 0 |  | 0 | 1 | 1 | 1 | 1 | 0 | 0
SN | Shaanxi Dingbian Huahui solar farm Phase 1 | solar_photovoltaic | 251 | 1 | 0 | 1 | 0 | 0 | 0 | 0 | 0 | 0 | 0 | 0 | 0 | 1 | 1 | 0 | 30 | 1 | 30 | 0 | 0 | 0 | 0 | 0 |  | 0 | 1 | 1 | 1 | 1 | 0 | 0
SN | Shaanxi Dingbian Huahui solar farm Phase 2 | solar_photovoltaic | 252 | 1 | 0 | 1 | 0 | 0 | 0 | 0 | 0 | 0 | 0 | 0 | 0 | 1 | 1 | 0 | 20 | 1 | 20 | 0 | 0 | 0 | 0 | 0 |  | 0 | 1 | 1 | 1 | 1 | 0 | 0
SN | Shaanxi Dingbian Huamachi solar farm | solar_photovoltaic | 253 | 1 | 0 | 1 | 0 | 0 | 0 | 0 | 0 | 0 | 0 | 0 | 0 | 1 | 1 | 0 | 300 | 1 | 300 | 0 | 0 | 0 | 0 | 0 |  | 0 | 1 | 1 | 1 | 1 | 0 | 0
SN | Shaanxi Dingbian Huanghe 50MW solar farm | solar_photovoltaic | 254 | 1 | 0 | 1 | 0 | 0 | 0 | 0 | 0 | 0 | 0 | 0 | 0 | 1 | 1 | 0 | 50 | 1 | 50 | 0 | 0 | 0 | 0 | 0 |  | 0 | 1 | 1 | 1 | 1 | 0 | 0
SN | Shaanxi Dingbian Huanghe solar farm Phase 2 | solar_photovoltaic | 255 | 1 | 0 | 1 | 0 | 0 | 0 | 0 | 0 | 0 | 0 | 0 | 0 | 1 | 1 | 0 | 50 | 1 | 50 | 0 | 0 | 0 | 0 | 0 |  | 0 | 1 | 1 | 1 | 1 | 0 | 0
SN | Shaanxi Dingbian Huayang Jiahe solar farm | solar_photovoltaic | 256 | 1 | 0 | 1 | 0 | 0 | 0 | 0 | 0 | 0 | 0 | 0 | 0 | 1 | 1 | 0 | 30 | 1 | 30 | 0 | 0 | 0 | 0 | 0 |  | 0 | 1 | 1 | 1 | 1 | 0 | 0
SN | Shaanxi Dingbian Jingyang solar farm | solar_photovoltaic | 257 | 1 | 0 | 1 | 0 | 0 | 0 | 0 | 0 | 0 | 0 | 0 | 0 | 1 | 1 | 0 | 30 | 1 | 30 | 0 | 0 | 0 | 0 | 0 |  | 0 | 1 | 1 | 1 | 1 | 0 | 0
SN | Shaanxi Dingbian Longpan solar farm | solar_photovoltaic | 258 | 1 | 0 | 1 | 0 | 0 | 0 | 0 | 0 | 0 | 0 | 0 | 0 | 1 | 1 | 0 | 30 | 1 | 30 | 0 | 0 | 0 | 0 | 0 |  | 0 | 1 | 1 | 1 | 1 | 0 | 0
SN | Shaanxi Dingbian Wanheshun solar farm | solar_photovoltaic | 259 | 1 | 0 | 1 | 0 | 0 | 0 | 0 | 0 | 0 | 0 | 0 | 0 | 1 | 1 | 0 | 30 | 1 | 30 | 0 | 0 | 0 | 0 | 0 |  | 0 | 1 | 1 | 1 | 1 | 0 | 0
SN | Shaanxi Dingbian Xiongfeng solar farm | solar_photovoltaic | 260 | 1 | 0 | 1 | 0 | 0 | 0 | 0 | 0 | 0 | 0 | 0 | 0 | 1 | 1 | 0 | 30 | 1 | 30 | 0 | 0 | 0 | 0 | 0 |  | 0 | 1 | 1 | 1 | 1 | 0 | 0
SN | Shaanxi Dingbian Yueliangwan Huaneng solar farm | solar_photovoltaic | 261 | 1 | 0 | 1 | 0 | 0 | 0 | 0 | 0 | 0 | 0 | 0 | 0 | 1 | 1 | 0 | 60 | 1 | 60 | 0 | 0 | 0 | 0 | 0 |  | 0 | 1 | 1 | 1 | 1 | 0 | 0
SN | Shaanxi Dingbian Zhengxin solar farm Phase 1 | solar_photovoltaic | 262 | 1 | 0 | 1 | 0 | 0 | 0 | 0 | 0 | 0 | 0 | 0 | 0 | 1 | 1 | 0 | 30 | 1 | 30 | 0 | 0 | 0 | 0 | 0 |  | 0 | 1 | 1 | 1 | 1 | 0 | 0
SN | Shaanxi Dingbian Zhengxin solar farm Phase 2 | solar_photovoltaic | 263 | 1 | 0 | 1 | 0 | 0 | 0 | 0 | 0 | 0 | 0 | 0 | 0 | 1 | 1 | 0 | 70 | 1 | 70 | 0 | 0 | 0 | 0 | 0 |  | 0 | 1 | 1 | 1 | 1 | 0 | 0
SN | Shaanxi Dingbian Zhixinda solar farm | solar_photovoltaic | 264 | 1 | 0 | 1 | 0 | 0 | 0 | 0 | 0 | 0 | 0 | 0 | 0 | 1 | 1 | 0 | 50 | 1 | 50 | 0 | 0 | 0 | 0 | 0 |  | 0 | 1 | 1 | 1 | 1 | 0 | 0
SN | Shaanxi Dingbian Zhuanjingzhen solar farm Phase 3 | solar_photovoltaic | 265 | 1 | 0 | 1 | 0 | 0 | 0 | 0 | 0 | 0 | 0 | 0 | 0 | 1 | 1 | 0 | 50 | 1 | 50 | 0 | 0 | 0 | 0 | 0 |  | 0 | 1 | 1 | 1 | 1 | 0 | 0
SN | Shaanxi Fengxiang (Datang) solar farm Phase 1 | solar_photovoltaic | 266 | 1 | 0 | 1 | 0 | 0 | 0 | 0 | 0 | 0 | 0 | 0 | 0 | 1 | 1 | 0 | 50 | 1 | 50 | 0 | 0 | 0 | 0 | 0 |  | 0 | 1 | 1 | 1 | 1 | 0 | 0
SN | Shaanxi Fengxiang (Datang) solar farm Phase 2 | solar_photovoltaic | 267 | 1 | 0 | 1 | 0 | 0 | 0 | 0 | 0 | 0 | 0 | 0 | 0 | 1 | 1 | 0 | 50 | 1 | 50 | 0 | 0 | 0 | 0 | 0 |  | 0 | 1 | 1 | 1 | 1 | 0 | 0
SN | Shaanxi Fengxiang Chencunzhen Agriculture solar farm | solar_photovoltaic | 268 | 1 | 0 | 1 | 0 | 0 | 0 | 0 | 0 | 0 | 0 | 0 | 0 | 1 | 1 | 0 | 40 | 1 | 40 | 0 | 0 | 0 | 0 | 0 |  | 0 | 1 | 1 | 1 | 1 | 0 | 0
SN | Shaanxi Fengxiang Fanjiazaizhen (Xinneng) Agriculture solar farm | solar_photovoltaic | 269 | 1 | 0 | 1 | 0 | 0 | 0 | 0 | 0 | 0 | 0 | 0 | 0 | 1 | 1 | 0 | 40 | 1 | 40 | 0 | 0 | 0 | 0 | 0 |  | 0 | 1 | 1 | 1 | 1 | 0 | 0
SN | Shaanxi Fengxiang Xifeng Company Photovoltaic Power Station solar project | solar_photovoltaic | 270 | 1 | 0 | 1 | 0 | 0 | 0 | 0 | 0 | 0 | 0 | 0 | 0 | 1 | 1 | 0 | 2.3 | 1 | 2.3 | 0 | 0 | 0 | 0 | 0 |  | 0 | 1 | 1 | 1 | 1 | 0 | 0
SN | Shaanxi Fugu (Juhuo) solar farm | solar_photovoltaic | 271 | 1 | 0 | 1 | 0 | 0 | 0 | 0 | 0 | 0 | 0 | 0 | 0 | 1 | 1 | 0 | 50 | 1 | 50 | 0 | 0 | 0 | 0 | 0 |  | 0 | 1 | 1 | 1 | 1 | 0 | 0
SN | Shaanxi Fugu Deyuan solar power plant Self-use | solar_photovoltaic | 272 | 1 | 0 | 1 | 0 | 0 | 0 | 0 | 0 | 0 | 0 | 0 | 0 | 1 | 1 | 0 | 65 | 1 | 65 | 0 | 0 | 0 | 0 | 0 |  | 0 | 1 | 1 | 1 | 1 | 0 | 0
SN | Shaanxi Fugu Shaanxi Investment solar power plant | solar_photovoltaic | 273 | 1 | 0 | 1 | 0 | 0 | 0 | 0 | 0 | 0 | 0 | 0 | 0 | 1 | 1 | 0 | 250 | 1 | 250 | 0 | 0 | 0 | 0 | 0 |  | 0 | 1 | 1 | 1 | 1 | 0 | 0
SN | Shaanxi Fugu solar project | solar_photovoltaic | 274 | 1 | 0 | 1 | 0 | 0 | 0 | 0 | 0 | 0 | 0 | 0 | 0 | 1 | 1 | 0 | 6 | 1 | 6 | 0 | 0 | 0 | 0 | 0 |  | 0 | 1 | 1 | 1 | 1 | 0 | 0
SN | Shaanxi Fuping Yaosheng solar farm | solar_photovoltaic | 275 | 1 | 0 | 1 | 0 | 0 | 0 | 0 | 0 | 0 | 0 | 0 | 0 | 1 | 1 | 0 | 50 | 1 | 50 | 0 | 0 | 0 | 0 | 0 |  | 0 | 1 | 1 | 1 | 1 | 0 | 0
SN | Shaanxi Fuping Yongxu solar farm | solar_photovoltaic | 276 | 1 | 0 | 1 | 0 | 0 | 0 | 0 | 0 | 0 | 0 | 0 | 0 | 1 | 1 | 0 | 40 | 1 | 40 | 0 | 0 | 0 | 0 | 0 |  | 0 | 1 | 1 | 1 | 1 | 0 | 0
SN | Shaanxi Gaoling Wanfang Auto Parts solar project I | solar_photovoltaic | 277 | 1 | 0 | 1 | 0 | 0 | 0 | 0 | 0 | 0 | 0 | 0 | 0 | 1 | 1 | 0 | 2 | 1 | 2 | 0 | 0 | 0 | 0 | 0 |  | 0 | 1 | 1 | 1 | 1 | 0 | 0
SN | Shaanxi Gaoling Wanfang Auto Parts solar project II | solar_photovoltaic | 278 | 1 | 0 | 1 | 0 | 0 | 0 | 0 | 0 | 0 | 0 | 0 | 0 | 1 | 1 | 0 | 2 | 1 | 2 | 0 | 0 | 0 | 0 | 0 |  | 0 | 1 | 1 | 1 | 1 | 0 | 0
SN | Shaanxi Guoli Photovoltaic Energy Xi'an Tianhong Electric solar project | solar_photovoltaic | 279 | 1 | 0 | 1 | 0 | 0 | 0 | 0 | 0 | 0 | 0 | 0 | 0 | 1 | 1 | 0 | 1.4 | 1 | 1.4 | 0 | 0 | 0 | 0 | 0 |  | 0 | 1 | 1 | 1 | 1 | 0 | 0
SN | Shaanxi Hanbin Shiti (Datang) solar farm | solar_photovoltaic | 280 | 1 | 0 | 1 | 0 | 0 | 0 | 0 | 0 | 0 | 0 | 0 | 0 | 1 | 1 | 0 | 100 | 1 | 100 | 0 | 0 | 0 | 0 | 0 |  | 0 | 1 | 1 | 1 | 1 | 0 | 0
SN | Shaanxi Hanbin Zaoyangduan (Datang) solar farm | solar_photovoltaic | 281 | 1 | 0 | 1 | 0 | 0 | 0 | 0 | 0 | 0 | 0 | 0 | 0 | 1 | 1 | 0 | 150 | 1 | 150 | 0 | 0 | 0 | 0 | 0 |  | 0 | 1 | 1 | 1 | 1 | 0 | 0
SN | Shaanxi Hancheng Banqiao solar power plant | solar_photovoltaic | 282 | 1 | 0 | 1 | 0 | 0 | 0 | 0 | 0 | 0 | 0 | 0 | 0 | 1 | 1 | 0 | 100 | 1 | 100 | 0 | 0 | 0 | 0 | 0 |  | 0 | 1 | 1 | 1 | 1 | 0 | 0
SN | Shaanxi Hancheng Sangshuping solar power plant | solar_photovoltaic | 283 | 1 | 0 | 1 | 0 | 0 | 0 | 0 | 0 | 0 | 0 | 0 | 0 | 1 | 1 | 0 | 100 | 1 | 100 | 0 | 0 | 0 | 0 | 0 |  | 0 | 1 | 1 | 1 | 1 | 0 | 0
SN | Shaanxi Hancheng Sanshupingzhen (Ruihuang) solar farm | solar_photovoltaic | 284 | 1 | 0 | 1 | 0 | 0 | 0 | 0 | 0 | 0 | 0 | 0 | 0 | 1 | 1 | 0 | 30 | 1 | 30 | 0 | 0 | 0 | 0 | 0 |  | 0 | 1 | 1 | 1 | 1 | 0 | 0
SN | Shaanxi Hancheng Xizhuang solar power plant | solar_photovoltaic | 285 | 1 | 0 | 1 | 0 | 0 | 0 | 0 | 0 | 0 | 0 | 0 | 0 | 1 | 1 | 0 | 100 | 1 | 100 | 0 | 0 | 0 | 0 | 0 |  | 0 | 1 | 1 | 1 | 1 | 0 | 0
SN | Shaanxi Hantai Hanzhong Baohe Logistics Park Rooftop solar project | solar_photovoltaic | 286 | 1 | 0 | 1 | 0 | 0 | 0 | 0 | 0 | 0 | 0 | 0 | 0 | 1 | 1 | 0 | 5 | 1 | 5 | 0 | 0 | 0 | 0 | 0 |  | 0 | 1 | 1 | 1 | 1 | 0 | 0
SN | Shaanxi Hanyin Agricultural solar power plant Phase 1 | solar_photovoltaic | 287 | 1 | 0 | 1 | 0 | 0 | 0 | 0 | 0 | 0 | 0 | 0 | 0 | 1 | 1 | 0 | 100 | 1 | 100 | 0 | 0 | 0 | 0 | 0 |  | 0 | 1 | 1 | 1 | 1 | 0 | 0
SN | Shaanxi Hanyin Agricultural solar power plant Phase 2 | solar_photovoltaic | 288 | 1 | 0 | 1 | 0 | 0 | 0 | 0 | 0 | 0 | 0 | 0 | 0 | 1 | 1 | 0 | 50 | 1 | 50 | 0 | 0 | 0 | 0 | 0 |  | 0 | 1 | 1 | 1 | 1 | 0 | 0
SN | Shaanxi Hengshan Jiangshan solar farm | solar_photovoltaic | 289 | 1 | 0 | 1 | 0 | 0 | 0 | 0 | 0 | 0 | 0 | 0 | 0 | 1 | 1 | 0 | 30 | 1 | 30 | 0 | 0 | 0 | 0 | 0 |  | 0 | 1 | 1 | 1 | 1 | 0 | 0
SN | Shaanxi Heyang Chenghe Coal Company Rooftop solar project | solar_photovoltaic | 290 | 1 | 0 | 1 | 0 | 0 | 0 | 0 | 0 | 0 | 0 | 0 | 0 | 1 | 1 | 0 | 5.5 | 1 | 5.5 | 0 | 0 | 0 | 0 | 0 |  | 0 | 1 | 1 | 1 | 1 | 0 | 0
SN | Shaanxi Heyang Chenghe Construction Wells solar project | solar_photovoltaic | 291 | 1 | 0 | 1 | 0 | 0 | 0 | 0 | 0 | 0 | 0 | 0 | 0 | 1 | 1 | 0 | 3.2 | 1 | 3.2 | 0 | 0 | 0 | 0 | 0 |  | 0 | 1 | 1 | 1 | 1 | 0 | 0
SN | Shaanxi Heyang Chenghe Wangcun Rooftop solar project | solar_photovoltaic | 292 | 1 | 0 | 1 | 0 | 0 | 0 | 0 | 0 | 0 | 0 | 0 | 0 | 1 | 1 | 0 | 3.2 | 1 | 3.2 | 0 | 0 | 0 | 0 | 0 |  | 0 | 1 | 1 | 1 | 1 | 0 | 0
SN | Shaanxi Heyang Donglei Yellow River Irrigation District solar power plant | solar_photovoltaic | 293 | 1 | 0 | 1 | 0 | 0 | 0 | 0 | 0 | 0 | 0 | 0 | 0 | 1 | 1 | 0 | 100 | 1 | 100 | 0 | 0 | 0 | 0 | 0 |  | 0 | 1 | 1 | 1 | 1 | 0 | 0
SN | Shaanxi Heyang Guihua solar farm Phase 3 | solar_photovoltaic | 294 | 1 | 0 | 1 | 0 | 0 | 0 | 0 | 0 | 0 | 0 | 0 | 0 | 1 | 1 | 0 | 50 | 1 | 50 | 0 | 0 | 0 | 0 | 0 |  | 0 | 1 | 1 | 1 | 1 | 0 | 0
SN | Shaanxi Heyang Guojiapo solar farm Phase 1 | solar_photovoltaic | 295 | 1 | 0 | 1 | 0 | 0 | 0 | 0 | 0 | 0 | 0 | 0 | 0 | 1 | 1 | 0 | 50 | 1 | 50 | 0 | 0 | 0 | 0 | 0 |  | 0 | 1 | 1 | 1 | 1 | 0 | 0
SN | Shaanxi Heyang Guojiapo solar farm Phase 2 | solar_photovoltaic | 296 | 1 | 0 | 1 | 0 | 0 | 0 | 0 | 0 | 0 | 0 | 0 | 0 | 1 | 1 | 0 | 50 | 1 | 50 | 0 | 0 | 0 | 0 | 0 |  | 0 | 1 | 1 | 1 | 1 | 0 | 0
SN | Shaanxi Heyang Guojiapo solar farm Phase 3 | solar_photovoltaic | 297 | 1 | 0 | 1 | 0 | 0 | 0 | 0 | 0 | 0 | 0 | 0 | 0 | 1 | 1 | 0 | 50 | 1 | 50 | 0 | 0 | 0 | 0 | 0 |  | 0 | 1 | 1 | 1 | 1 | 0 | 0
SN | Shaanxi Heyang Huolan solar farm | solar_photovoltaic | 298 | 1 | 0 | 1 | 0 | 0 | 0 | 0 | 0 | 0 | 0 | 0 | 0 | 1 | 1 | 0 | 30 | 1 | 30 | 0 | 0 | 0 | 0 | 0 |  | 0 | 1 | 1 | 1 | 1 | 0 | 0
SN | Shaanxi Heyang Lujing Guihua solar farm Phase 2 | solar_photovoltaic | 299 | 1 | 0 | 1 | 0 | 0 | 0 | 0 | 0 | 0 | 0 | 0 | 0 | 1 | 1 | 0 | 50 | 1 | 50 | 0 | 0 | 0 | 0 | 0 |  | 0 | 1 | 1 | 1 | 1 | 0 | 0
SN | Shaanxi Heyang solar project | solar_photovoltaic | 300 | 1 | 0 | 1 | 0 | 0 | 0 | 0 | 0 | 0 | 0 | 0 | 0 | 1 | 1 | 0 | 2 | 1 | 2 | 0 | 0 | 0 | 0 | 0 |  | 0 | 1 | 1 | 1 | 1 | 0 | 0
SN | Shaanxi Huanglong (Longi) Unsubsidized solar power plant Phase 1 | solar_photovoltaic | 301 | 1 | 0 | 1 | 0 | 0 | 0 | 0 | 0 | 0 | 0 | 0 | 0 | 1 | 1 | 0 | 100 | 1 | 100 | 0 | 0 | 0 | 0 | 0 |  | 0 | 1 | 1 | 1 | 1 | 0 | 0
SN | Shaanxi Huanglong Changninghe Unsubsidized solar power plant Phase 1 | solar_photovoltaic | 302 | 1 | 0 | 1 | 0 | 0 | 0 | 0 | 0 | 0 | 0 | 0 | 0 | 1 | 1 | 0 | 200 | 1 | 200 | 0 | 0 | 0 | 0 | 0 |  | 0 | 1 | 1 | 1 | 1 | 0 | 0
SN | Shaanxi Huanglong Changninghe Unsubsidized solar power plant Phase 2 | solar_photovoltaic | 303 | 1 | 0 | 1 | 0 | 0 | 0 | 0 | 0 | 0 | 0 | 0 | 0 | 1 | 1 | 0 | 150 | 1 | 150 | 0 | 0 | 0 | 0 | 0 |  | 0 | 1 | 1 | 1 | 1 | 0 | 0
SN | Shaanxi Huanglong Dongze solar farm | solar_photovoltaic | 304 | 1 | 0 | 1 | 0 | 0 | 0 | 0 | 0 | 0 | 0 | 0 | 0 | 1 | 1 | 0 | 20 | 1 | 20 | 0 | 0 | 0 | 0 | 0 |  | 0 | 1 | 1 | 1 | 1 | 0 | 0
SN | Shaanxi Huanglong Hongshiya solar farm | solar_photovoltaic | 305 | 1 | 0 | 1 | 0 | 0 | 0 | 0 | 0 | 0 | 0 | 0 | 0 | 1 | 1 | 0 | 200 | 1 | 200 | 0 | 0 | 0 | 0 | 0 |  | 0 | 1 | 1 | 1 | 1 | 0 | 0
SN | Shaanxi Huanglong Longji solar farm | solar_photovoltaic | 306 | 1 | 0 | 1 | 0 | 0 | 0 | 0 | 0 | 0 | 0 | 0 | 0 | 1 | 1 | 0 | 30 | 1 | 30 | 0 | 0 | 0 | 0 | 0 |  | 0 | 1 | 1 | 1 | 1 | 0 | 0
SN | Shaanxi Huanglong Longrun solar farm | solar_photovoltaic | 307 | 1 | 0 | 1 | 0 | 0 | 0 | 0 | 0 | 0 | 0 | 0 | 0 | 1 | 1 | 0 | 50 | 1 | 50 | 0 | 0 | 0 | 0 | 0 |  | 0 | 1 | 1 | 1 | 1 | 0 | 0
SN | Shaanxi Huanglong Sancha solar farm | solar_photovoltaic | 308 | 1 | 0 | 1 | 0 | 0 | 0 | 0 | 0 | 0 | 0 | 0 | 0 | 1 | 1 | 0 | 50 | 1 | 50 | 0 | 0 | 0 | 0 | 0 |  | 0 | 1 | 1 | 1 | 1 | 0 | 0
SN | Shaanxi Huanglong Sanchazhen solar farm | solar_photovoltaic | 309 | 1 | 0 | 1 | 0 | 0 | 0 | 0 | 0 | 0 | 0 | 0 | 0 | 1 | 1 | 0 | 100 | 1 | 100 | 0 | 0 | 0 | 0 | 0 |  | 0 | 1 | 1 | 1 | 1 | 0 | 0
SN | Shaanxi Huayin Mengyuan Agricultural solar power plant | solar_photovoltaic | 310 | 1 | 0 | 1 | 0 | 0 | 0 | 0 | 0 | 0 | 0 | 0 | 0 | 1 | 1 | 0 | 80 | 1 | 80 | 0 | 0 | 0 | 0 | 0 |  | 0 | 1 | 1 | 1 | 1 | 0 | 0
SN | Shaanxi Jia solar project | solar_photovoltaic | 311 | 1 | 0 | 1 | 0 | 0 | 0 | 0 | 0 | 0 | 0 | 0 | 0 | 1 | 1 | 0 | 6 | 1 | 6 | 0 | 0 | 0 | 0 | 0 |  | 0 | 1 | 1 | 1 | 1 | 0 | 0
SN | Shaanxi Jingbian Cecep solar farm | solar_photovoltaic | 312 | 1 | 0 | 1 | 0 | 0 | 0 | 0 | 0 | 0 | 0 | 0 | 0 | 1 | 1 | 0 | 30 | 1 | 30 | 0 | 0 | 0 | 0 | 0 |  | 0 | 1 | 1 | 1 | 1 | 0 | 0
SN | Shaanxi Jingbian Jingbian solar farm Phase 2 | solar_photovoltaic | 313 | 1 | 0 | 1 | 0 | 0 | 0 | 0 | 0 | 0 | 0 | 0 | 0 | 1 | 1 | 0 | 45 | 1 | 45 | 0 | 0 | 0 | 0 | 0 |  | 0 | 1 | 1 | 1 | 1 | 0 | 0
SN | Shaanxi Jingbian Shangqianjing solar farm | solar_photovoltaic | 314 | 1 | 0 | 1 | 0 | 0 | 0 | 0 | 0 | 0 | 0 | 0 | 0 | 1 | 1 | 0 | 38 | 1 | 38 | 0 | 0 | 0 | 0 | 0 |  | 0 | 1 | 1 | 1 | 1 | 0 | 0
SN | Shaanxi Jingbian Shunfeng solar farm | solar_photovoltaic | 315 | 1 | 0 | 1 | 0 | 0 | 0 | 0 | 0 | 0 | 0 | 0 | 0 | 1 | 1 | 0 | 40 | 1 | 40 | 0 | 0 | 0 | 0 | 0 |  | 0 | 1 | 1 | 1 | 1 | 0 | 0
SN | Shaanxi Jingbian Yangqiaopan Dongtou solar farm | solar_photovoltaic | 316 | 1 | 0 | 1 | 0 | 0 | 0 | 0 | 0 | 0 | 0 | 0 | 0 | 1 | 1 | 0 | 50 | 1 | 50 | 0 | 0 | 0 | 0 | 0 |  | 0 | 1 | 1 | 1 | 1 | 0 | 0
SN | Shaanxi Jingyang (State Power Investment) solar farm | solar_photovoltaic | 317 | 1 | 0 | 1 | 0 | 0 | 0 | 0 | 0 | 0 | 0 | 0 | 0 | 1 | 1 | 0 | 100 | 1 | 100 | 0 | 0 | 0 | 0 | 0 |  | 0 | 1 | 1 | 1 | 1 | 0 | 0
SN | Shaanxi Jingyang Ecological Management solar farm | solar_photovoltaic | 318 | 1 | 0 | 1 | 0 | 0 | 0 | 0 | 0 | 0 | 0 | 0 | 0 | 1 | 1 | 0 | 200 | 1 | 200 | 0 | 0 | 0 | 0 | 0 |  | 0 | 1 | 1 | 1 | 1 | 0 | 0
SN | Shaanxi Jingyang Jinghe New City Intelligent Innovation Industrial Park solar project | solar_photovoltaic | 319 | 1 | 0 | 1 | 0 | 0 | 0 | 0 | 0 | 0 | 0 | 0 | 0 | 1 | 1 | 0 | 1 | 1 | 1 | 0 | 0 | 0 | 0 | 0 |  | 0 | 1 | 1 | 1 | 1 | 0 | 0
SN | Shaanxi Jingyang Jinghe New City Qin Chuangyuan 1980 Jing Center solar project | solar_photovoltaic | 320 | 1 | 0 | 1 | 0 | 0 | 0 | 0 | 0 | 0 | 0 | 0 | 0 | 1 | 1 | 0 | 1 | 1 | 1 | 0 | 0 | 0 | 0 | 0 |  | 0 | 1 | 1 | 1 | 1 | 0 | 0
SN | Shaanxi Jingyang Rixin (State Power Investment) solar farm | solar_photovoltaic | 321 | 1 | 0 | 1 | 0 | 0 | 0 | 0 | 0 | 0 | 0 | 0 | 0 | 1 | 1 | 0 | 100 | 1 | 100 | 0 | 0 | 0 | 0 | 0 |  | 0 | 1 | 1 | 1 | 1 | 0 | 0
SN | Shaanxi Jingyang Rixin Modern Agricultural Park solar farm | solar_photovoltaic | 322 | 1 | 0 | 1 | 0 | 0 | 0 | 0 | 0 | 0 | 0 | 0 | 0 | 1 | 1 | 0 | 60 | 1 | 60 | 0 | 0 | 0 | 0 | 0 |  | 0 | 1 | 1 | 1 | 1 | 0 | 0
SN | Shaanxi Jingyang solar project | solar_photovoltaic | 323 | 1 | 0 | 1 | 0 | 0 | 0 | 0 | 0 | 0 | 0 | 0 | 0 | 1 | 1 | 0 | 6 | 1 | 6 | 0 | 0 | 0 | 0 | 0 |  | 0 | 1 | 1 | 1 | 1 | 0 | 0
SN | Shaanxi Jintai Jinhezhen (Baoji Dingshunte) solar farm | solar_photovoltaic | 324 | 1 | 0 | 1 | 0 | 0 | 0 | 0 | 0 | 0 | 0 | 0 | 0 | 1 | 1 | 0 | 50 | 1 | 50 | 0 | 0 | 0 | 0 | 0 |  | 0 | 1 | 1 | 1 | 1 | 0 | 0
SN | Shaanxi Jinyang Greenhouse solar project | solar_photovoltaic | 325 | 1 | 0 | 1 | 0 | 0 | 0 | 0 | 0 | 0 | 0 | 0 | 0 | 1 | 1 | 0 | 100 | 1 | 100 | 0 | 0 | 0 | 0 | 0 |  | 0 | 1 | 1 | 1 | 1 | 0 | 0
SN | Shaanxi Langao Xi'an Kuitai New Energy 49 households solar project | solar_photovoltaic | 326 | 1 | 0 | 1 | 0 | 0 | 0 | 0 | 0 | 0 | 0 | 0 | 0 | 1 | 1 | 0 | 1.6 | 1 | 1.6 | 0 | 0 | 0 | 0 | 0 |  | 0 | 1 | 1 | 1 | 1 | 0 | 0
SN | Shaanxi Lintong State Railway Operations and Services Xi’an East Depot Rooftop solar project | solar_photovoltaic | 327 | 1 | 0 | 1 | 0 | 0 | 0 | 0 | 0 | 0 | 0 | 0 | 0 | 1 | 1 | 0 | 4.3 | 1 | 4.3 | 0 | 0 | 0 | 0 | 0 |  | 0 | 1 | 1 | 1 | 1 | 0 | 0
SN | Shaanxi Linwei Huinong New Energy Farmers Professional Cooperative solar project | solar_photovoltaic | 328 | 1 | 0 | 1 | 0 | 0 | 0 | 0 | 0 | 0 | 0 | 0 | 0 | 1 | 1 | 0 | 1 | 1 | 1 | 0 | 0 | 0 | 0 | 0 |  | 0 | 1 | 1 | 1 | 1 | 0 | 0
SN | Shaanxi Linyou (Xuzhou Mining) Agricultural solar farm | solar_photovoltaic | 329 | 1 | 0 | 1 | 0 | 0 | 0 | 0 | 0 | 0 | 0 | 0 | 0 | 1 | 1 | 0 | 100 | 1 | 100 | 0 | 0 | 0 | 0 | 0 |  | 0 | 1 | 1 | 1 | 1 | 0 | 0
SN | Shaanxi Linyou Changsheng solar farm | solar_photovoltaic | 330 | 1 | 0 | 1 | 0 | 0 | 0 | 0 | 0 | 0 | 0 | 0 | 0 | 1 | 1 | 0 | 20 | 1 | 20 | 0 | 0 | 0 | 0 | 0 |  | 0 | 1 | 1 | 1 | 1 | 0 | 0
SN | Shaanxi Linyou Jiawangyuan (Datang) Agriculture solar farm | solar_photovoltaic | 331 | 1 | 0 | 1 | 0 | 0 | 0 | 0 | 0 | 0 | 0 | 0 | 0 | 1 | 1 | 0 | 33.5 | 1 | 33.5 | 0 | 0 | 0 | 0 | 0 |  | 0 | 1 | 1 | 1 | 1 | 0 | 0
SN | Shaanxi Liquan Xiling Agricultural solar farm | solar_photovoltaic | 332 | 1 | 0 | 1 | 0 | 0 | 0 | 0 | 0 | 0 | 0 | 0 | 0 | 1 | 1 | 0 | 200 | 1 | 200 | 0 | 0 | 0 | 0 | 0 |  | 0 | 1 | 1 | 1 | 1 | 0 | 0
SN | Shaanxi Liquan Yanxiazhen (Datang) Agriculture solar farm Phase 1 | solar_photovoltaic | 333 | 1 | 0 | 1 | 0 | 0 | 0 | 0 | 0 | 0 | 0 | 0 | 0 | 1 | 1 | 0 | 50 | 1 | 50 | 0 | 0 | 0 | 0 | 0 |  | 0 | 1 | 1 | 1 | 1 | 0 | 0
SN | Shaanxi Long County Maizao solar farm | solar_photovoltaic | 334 | 1 | 0 | 1 | 0 | 0 | 0 | 0 | 0 | 0 | 0 | 0 | 0 | 1 | 1 | 0 | 100 | 1 | 100 | 0 | 0 | 0 | 0 | 0 |  | 0 | 1 | 1 | 1 | 1 | 0 | 0
SN | Shaanxi Longxian (China Energy Construction) Agricultural solar farm | solar_photovoltaic | 335 | 1 | 0 | 1 | 0 | 0 | 0 | 0 | 0 | 0 | 0 | 0 | 0 | 1 | 1 | 0 | 100 | 1 | 100 | 0 | 0 | 0 | 0 | 0 |  | 0 | 1 | 1 | 1 | 1 | 0 | 0
SN | Shaanxi Longxian (China Guangdong Nuclear) Agricultural solar farm Phase 1 | solar_photovoltaic | 336 | 1 | 0 | 1 | 0 | 0 | 0 | 0 | 0 | 0 | 0 | 0 | 0 | 1 | 1 | 0 | 100 | 1 | 100 | 0 | 0 | 0 | 0 | 0 |  | 0 | 1 | 1 | 1 | 1 | 0 | 0
SN | Shaanxi Longxian (China Guangdong Nuclear) Agricultural solar farm Phase 2 | solar_photovoltaic | 337 | 1 | 0 | 1 | 0 | 0 | 0 | 0 | 0 | 0 | 0 | 0 | 0 | 1 | 1 | 0 | 100 | 1 | 100 | 0 | 0 | 0 | 0 | 0 |  | 0 | 1 | 1 | 1 | 1 | 0 | 0
SN | Shaanxi Longxian (China Nuclear) Agricultural solar farm | solar_photovoltaic | 338 | 1 | 0 | 1 | 0 | 0 | 0 | 0 | 0 | 0 | 0 | 0 | 0 | 1 | 1 | 0 | 100 | 1 | 100 | 0 | 0 | 0 | 0 | 0 |  | 0 | 1 | 1 | 1 | 1 | 0 | 0
SN | Shaanxi Longxian (Datang) solar farm | solar_photovoltaic | 339 | 1 | 0 | 1 | 0 | 0 | 0 | 0 | 0 | 0 | 0 | 0 | 0 | 1 | 1 | 0 | 100 | 1 | 100 | 0 | 0 | 0 | 0 | 0 |  | 0 | 1 | 1 | 1 | 1 | 0 | 0
SN | Shaanxi Longxian (Huadian) Agricultural solar farm | solar_photovoltaic | 340 | 1 | 0 | 1 | 0 | 0 | 0 | 0 | 0 | 0 | 0 | 0 | 0 | 1 | 1 | 0 | 100 | 1 | 100 | 0 | 0 | 0 | 0 | 0 |  | 0 | 1 | 1 | 1 | 1 | 0 | 0
SN | Shaanxi Longxian Wenshuizhen (Huaneng) Agricultural solar farm | solar_photovoltaic | 341 | 1 | 0 | 1 | 0 | 0 | 0 | 0 | 0 | 0 | 0 | 0 | 0 | 1 | 1 | 0 | 50 | 1 | 50 | 0 | 0 | 0 | 0 | 0 |  | 0 | 1 | 1 | 1 | 1 | 0 | 0
SN | Shaanxi Longxian Wenshuizhen solar farm | solar_photovoltaic | 342 | 1 | 0 | 1 | 0 | 0 | 0 | 0 | 0 | 0 | 0 | 0 | 0 | 1 | 1 | 0 | 50 | 1 | 50 | 0 | 0 | 0 | 0 | 0 |  | 0 | 1 | 1 | 1 | 1 | 0 | 0
SN | Shaanxi Luonan (China Energy Construction) solar farm | solar_photovoltaic | 343 | 1 | 0 | 1 | 0 | 0 | 0 | 0 | 0 | 0 | 0 | 0 | 0 | 1 | 1 | 0 | 90 | 1 | 90 | 0 | 0 | 0 | 0 | 0 |  | 0 | 1 | 1 | 1 | 1 | 0 | 0
SN | Shaanxi Luonan (Huadian) solar farm | solar_photovoltaic | 344 | 1 | 0 | 1 | 0 | 0 | 0 | 0 | 0 | 0 | 0 | 0 | 0 | 1 | 1 | 0 | 150 | 1 | 150 | 0 | 0 | 0 | 0 | 0 |  | 0 | 1 | 1 | 1 | 1 | 0 | 0
SN | Shaanxi Luonan Yongfengzhen ( Shuifa Energy) solar farm | solar_photovoltaic | 345 | 1 | 0 | 1 | 0 | 0 | 0 | 0 | 0 | 0 | 0 | 0 | 0 | 1 | 1 | 0 | 100 | 1 | 100 | 0 | 0 | 0 | 0 | 0 |  | 0 | 1 | 1 | 1 | 1 | 0 | 0
SN | Shaanxi Mian County Yuandun poverty alleviation solar project | solar_photovoltaic | 346 | 1 | 0 | 1 | 0 | 0 | 0 | 0 | 0 | 0 | 0 | 0 | 0 | 1 | 1 | 0 | 4 | 1 | 4 | 0 | 0 | 0 | 0 | 0 |  | 0 | 1 | 1 | 1 | 1 | 0 | 0
SN | Shaanxi Mianxian (Huaneng) solar farm | solar_photovoltaic | 347 | 1 | 0 | 1 | 0 | 0 | 0 | 0 | 0 | 0 | 0 | 0 | 0 | 1 | 1 | 0 | 100 | 1 | 100 | 0 | 0 | 0 | 0 | 0 |  | 0 | 1 | 1 | 1 | 1 | 0 | 0
SN | Shaanxi Mizhi "One Thousand Villages" solar farm | solar_photovoltaic | 348 | 1 | 0 | 1 | 0 | 0 | 0 | 0 | 0 | 0 | 0 | 0 | 0 | 1 | 1 | 0 | 27.6 | 1 | 27.6 | 0 | 0 | 0 | 0 | 0 |  | 0 | 1 | 1 | 1 | 1 | 0 | 0
SN | Shaanxi Nanzheng Agricultural solar farm | solar_photovoltaic | 349 | 1 | 0 | 1 | 0 | 0 | 0 | 0 | 0 | 0 | 0 | 0 | 0 | 1 | 1 | 0 | 100 | 1 | 100 | 0 | 0 | 0 | 0 | 0 |  | 0 | 1 | 1 | 1 | 1 | 0 | 0
SN | Shaanxi Province Baishui Guxi Datang solar farm | solar_photovoltaic | 350 | 1 | 0 | 1 | 0 | 0 | 0 | 0 | 0 | 0 | 0 | 0 | 0 | 1 | 1 | 0 | 99 | 1 | 99 | 0 | 0 | 0 | 0 | 0 |  | 0 | 1 | 1 | 1 | 1 | 0 | 0
SN | Shaanxi Province Chunhua Shiliyuan solar farm | solar_photovoltaic | 351 | 1 | 0 | 1 | 0 | 0 | 0 | 0 | 0 | 0 | 0 | 0 | 0 | 1 | 1 | 0 | 100 | 1 | 100 | 0 | 0 | 0 | 0 | 0 |  | 0 | 1 | 1 | 1 | 1 | 0 | 0
SN | Shaanxi Province Dingbian Angli solar farm | solar_photovoltaic | 352 | 1 | 0 | 1 | 0 | 0 | 0 | 0 | 0 | 0 | 0 | 0 | 0 | 1 | 1 | 0 | 100 | 1 | 100 | 0 | 0 | 0 | 0 | 0 |  | 0 | 1 | 1 | 1 | 1 | 0 | 0
SN | Shaanxi Province Dingbian Clean Energy solar farm Phase 2 | solar_photovoltaic | 353 | 1 | 0 | 1 | 0 | 0 | 0 | 0 | 0 | 0 | 0 | 0 | 0 | 1 | 1 | 0 | 50 | 1 | 50 | 0 | 0 | 0 | 0 | 0 |  | 0 | 1 | 1 | 1 | 1 | 0 | 0
SN | Shaanxi Province Dingbian County Zhenbian solar farm | solar_photovoltaic | 354 | 1 | 0 | 1 | 0 | 0 | 0 | 0 | 0 | 0 | 0 | 0 | 0 | 1 | 1 | 0 | 50 | 1 | 50 | 0 | 0 | 0 | 0 | 0 |  | 0 | 1 | 1 | 1 | 1 | 0 | 0
SN | Shaanxi Province Dingbian Fengwan solar farm | solar_photovoltaic | 355 | 1 | 0 | 1 | 0 | 0 | 0 | 0 | 0 | 0 | 0 | 0 | 0 | 1 | 1 | 0 | 300 | 1 | 300 | 0 | 0 | 0 | 0 | 0 |  | 0 | 1 | 1 | 1 | 1 | 0 | 0
SN | Shaanxi Province Dingbian Guangneng solar farm Phase 1 | solar_photovoltaic | 356 | 1 | 0 | 1 | 0 | 0 | 0 | 0 | 0 | 0 | 0 | 0 | 0 | 1 | 1 | 0 | 50 | 1 | 50 | 0 | 0 | 0 | 0 | 0 |  | 0 | 1 | 1 | 1 | 1 | 0 | 0
SN | Shaanxi Province Dingbian Huanghe solar farm | solar_photovoltaic | 357 | 1 | 0 | 1 | 0 | 0 | 0 | 0 | 0 | 0 | 0 | 0 | 0 | 1 | 1 | 0 | 50 | 1 | 50 | 0 | 0 | 0 | 0 | 0 |  | 0 | 1 | 1 | 1 | 1 | 0 | 0
SN | Shaanxi Province Dingbian solar farm | solar_photovoltaic | 358 | 1 | 0 | 1 | 0 | 0 | 0 | 0 | 0 | 0 | 0 | 0 | 0 | 1 | 1 | 0 | 50 | 1 | 50 | 0 | 0 | 0 | 0 | 0 |  | 0 | 1 | 1 | 1 | 1 | 0 | 0
SN | Shaanxi Province Dingbian Topray Grid-Connected solar farm | solar_photovoltaic | 359 | 1 | 0 | 1 | 0 | 0 | 0 | 0 | 0 | 0 | 0 | 0 | 0 | 1 | 1 | 0 | 50 | 1 | 50 | 0 | 0 | 0 | 0 | 0 |  | 0 | 1 | 1 | 1 | 1 | 0 | 0
SN | Shaanxi Province Dingbian Topray solar farm | solar_photovoltaic | 360 | 1 | 0 | 1 | 0 | 0 | 0 | 0 | 0 | 0 | 0 | 0 | 0 | 1 | 1 | 0 | 110 | 1 | 110 | 0 | 0 | 0 | 0 | 0 |  | 0 | 1 | 1 | 1 | 1 | 0 | 0
SN | Shaanxi Province Dingbian Wochi Unsubsidized solar farm | solar_photovoltaic | 361 | 1 | 0 | 1 | 0 | 0 | 0 | 0 | 0 | 0 | 0 | 0 | 0 | 1 | 1 | 0 | 100 | 1 | 100 | 0 | 0 | 0 | 0 | 0 |  | 0 | 1 | 1 | 1 | 1 | 0 | 0
SN | Shaanxi Province Dongkeng Yidangwan Huaneng solar farm | solar_photovoltaic | 362 | 1 | 0 | 1 | 0 | 0 | 0 | 0 | 0 | 0 | 0 | 0 | 0 | 1 | 1 | 0 | 100 | 1 | 100 | 0 | 0 | 0 | 0 | 0 |  | 0 | 1 | 1 | 1 | 1 | 0 | 0
SN | Shaanxi Province Hengshan Jinghe solar farm Phase 1 | solar_photovoltaic | 363 | 1 | 0 | 1 | 0 | 0 | 0 | 0 | 0 | 0 | 0 | 0 | 0 | 1 | 1 | 0 | 50 | 1 | 50 | 0 | 0 | 0 | 0 | 0 |  | 0 | 1 | 1 | 1 | 1 | 0 | 0
SN | Shaanxi Province Hengshan Jinghe solar farm Phase 2 | solar_photovoltaic | 364 | 1 | 0 | 1 | 0 | 0 | 0 | 0 | 0 | 0 | 0 | 0 | 0 | 1 | 1 | 0 | 50 | 1 | 50 | 0 | 0 | 0 | 0 | 0 |  | 0 | 1 | 1 | 1 | 1 | 0 | 0
SN | Shaanxi Province Jingbian Zhiguang solar farm | solar_photovoltaic | 365 | 1 | 0 | 1 | 0 | 0 | 0 | 0 | 0 | 0 | 0 | 0 | 0 | 1 | 1 | 0 | 50 | 1 | 50 | 0 | 0 | 0 | 0 | 0 |  | 0 | 1 | 1 | 1 | 1 | 0 | 0
SN | Shaanxi Province Shenmu Jingdeng solar farm | solar_photovoltaic | 366 | 1 | 0 | 1 | 0 | 0 | 0 | 0 | 0 | 0 | 0 | 0 | 0 | 1 | 1 | 0 | 100 | 1 | 100 | 0 | 0 | 0 | 0 | 0 |  | 0 | 1 | 1 | 1 | 1 | 0 | 0
SN | Shaanxi Province Shenmu Yushen solar farm | solar_photovoltaic | 367 | 1 | 0 | 1 | 0 | 0 | 0 | 0 | 0 | 0 | 0 | 0 | 0 | 1 | 1 | 0 | 200 | 1 | 200 | 0 | 0 | 0 | 0 | 0 |  | 0 | 1 | 1 | 1 | 1 | 0 | 0
SN | Shaanxi Province Shenmu Zixu solar farm | solar_photovoltaic | 368 | 1 | 0 | 1 | 0 | 0 | 0 | 0 | 0 | 0 | 0 | 0 | 0 | 1 | 1 | 0 | 50 | 1 | 50 | 0 | 0 | 0 | 0 | 0 |  | 0 | 1 | 1 | 1 | 1 | 0 | 0
SN | Shaanxi Province Tongchuan "Front Runner" Trina solar farm Phase 2 | solar_photovoltaic | 369 | 1 | 0 | 1 | 0 | 0 | 0 | 0 | 0 | 0 | 0 | 0 | 0 | 1 | 1 | 0 | 250 | 1 | 250 | 0 | 0 | 0 | 0 | 0 |  | 0 | 1 | 1 | 1 | 1 | 0 | 0
SN | Shaanxi Province Tongchuan "Front Runner" Yijun County solar farm Phase 1 | solar_photovoltaic | 370 | 1 | 0 | 1 | 0 | 0 | 0 | 0 | 0 | 0 | 0 | 0 | 0 | 1 | 1 | 0 | 250 | 1 | 250 | 0 | 0 | 0 | 0 | 0 |  | 0 | 1 | 1 | 1 | 1 | 0 | 0
SN | Shaanxi Province Tongchuan Yaozhou District Agriculture solar farm | solar_photovoltaic | 371 | 1 | 0 | 1 | 0 | 0 | 0 | 0 | 0 | 0 | 0 | 0 | 0 | 1 | 1 | 0 | 50 | 1 | 50 | 0 | 0 | 0 | 0 | 0 |  | 0 | 1 | 1 | 1 | 1 | 0 | 0
SN | Shaanxi Province Weinan "Front Runner" Caozhuangcun solar farm Phase 4 | solar_photovoltaic | 372 | 1 | 0 | 1 | 0 | 0 | 0 | 0 | 0 | 0 | 0 | 0 | 0 | 1 | 1 | 0 | 100 | 1 | 100 | 0 | 0 | 0 | 0 | 0 |  | 0 | 1 | 1 | 1 | 1 | 0 | 0
SN | Shaanxi Province Weinan "Front Runner" Hejiazhuang solar farm Phase 3 | solar_photovoltaic | 373 | 1 | 0 | 1 | 0 | 0 | 0 | 0 | 0 | 0 | 0 | 0 | 0 | 1 | 1 | 0 | 100 | 1 | 100 | 0 | 0 | 0 | 0 | 0 |  | 0 | 1 | 1 | 1 | 1 | 0 | 0
SN | Shaanxi Province Weinan "Front Runner" Jinyuzhen solar farm Phase 2 | solar_photovoltaic | 374 | 1 | 0 | 1 | 0 | 0 | 0 | 0 | 0 | 0 | 0 | 0 | 0 | 1 | 1 | 0 | 100 | 1 | 100 | 0 | 0 | 0 | 0 | 0 |  | 0 | 1 | 1 | 1 | 1 | 0 | 0
SN | Shaanxi Province Weinan "Front Runner" Leijiawa solar farm Phase 5 | solar_photovoltaic | 375 | 1 | 0 | 1 | 0 | 0 | 0 | 0 | 0 | 0 | 0 | 0 | 0 | 1 | 1 | 0 | 100 | 1 | 100 | 0 | 0 | 0 | 0 | 0 |  | 0 | 1 | 1 | 1 | 1 | 0 | 0
SN | Shaanxi Province Weinan "Front Runner" Zhangjiahe solar farm Phase 1 | solar_photovoltaic | 376 | 1 | 0 | 1 | 0 | 0 | 0 | 0 | 0 | 0 | 0 | 0 | 0 | 1 | 1 | 0 | 100 | 1 | 100 | 0 | 0 | 0 | 0 | 0 |  | 0 | 1 | 1 | 1 | 1 | 0 | 0
SN | Shaanxi Province Weinan Heyang County Guihua solar farm | solar_photovoltaic | 377 | 1 | 0 | 1 | 0 | 0 | 0 | 0 | 0 | 0 | 0 | 0 | 0 | 1 | 1 | 0 | 50 | 1 | 50 | 0 | 0 | 0 | 0 | 0 |  | 0 | 1 | 1 | 1 | 1 | 0 | 0
SN | Shaanxi Province Weinan Heyang County Zhiyuan solar farm | solar_photovoltaic | 378 | 1 | 0 | 1 | 0 | 0 | 0 | 0 | 0 | 0 | 0 | 0 | 0 | 1 | 1 | 0 | 50 | 1 | 50 | 0 | 0 | 0 | 0 | 0 |  | 0 | 1 | 1 | 1 | 1 | 0 | 0
SN | Shaanxi Province Wolong Guoneng solar farm | solar_photovoltaic | 379 | 1 | 0 | 1 | 0 | 0 | 0 | 0 | 0 | 0 | 0 | 0 | 0 | 1 | 1 | 0 | 50 | 1 | 50 | 0 | 0 | 0 | 0 | 0 |  | 0 | 1 | 1 | 1 | 1 | 0 | 0
SN | Shaanxi Province Xianyang Yongshou CGN solar farm | solar_photovoltaic | 380 | 1 | 0 | 1 | 0 | 0 | 0 | 0 | 0 | 0 | 0 | 0 | 0 | 1 | 1 | 0 | 200 | 1 | 200 | 0 | 0 | 0 | 0 | 0 |  | 0 | 1 | 1 | 1 | 1 | 0 | 0
SN | Shaanxi Province Yuyang District Shenshupan solar farm | solar_photovoltaic | 381 | 1 | 0 | 1 | 0 | 0 | 0 | 0 | 0 | 0 | 0 | 0 | 0 | 1 | 1 | 0 | 50 | 1 | 50 | 0 | 0 | 0 | 0 | 0 |  | 0 | 1 | 1 | 1 | 1 | 0 | 0
SN | Shaanxi Province Yuyang Jiangshan Yongchen solar farm | solar_photovoltaic | 382 | 1 | 0 | 1 | 0 | 0 | 0 | 0 | 0 | 0 | 0 | 0 | 0 | 1 | 1 | 0 | 300 | 1 | 300 | 0 | 0 | 0 | 0 | 0 |  | 0 | 1 | 1 | 1 | 1 | 0 | 0
SN | Shaanxi Province Yuyang Kuangda solar farm | solar_photovoltaic | 383 | 1 | 0 | 1 | 0 | 0 | 0 | 0 | 0 | 0 | 0 | 0 | 0 | 1 | 1 | 0 | 50 | 1 | 50 | 0 | 0 | 0 | 0 | 0 |  | 0 | 1 | 1 | 1 | 1 | 0 | 0
SN | Shaanxi Province Yuyang Xinjing solar farm | solar_photovoltaic | 384 | 1 | 0 | 1 | 0 | 0 | 0 | 0 | 0 | 0 | 0 | 0 | 0 | 1 | 1 | 0 | 50 | 1 | 50 | 0 | 0 | 0 | 0 | 0 |  | 0 | 1 | 1 | 1 | 1 | 0 | 0
SN | Shaanxi Province Yuyang Yuneng "Unsubsidized " solar farm | solar_photovoltaic | 385 | 1 | 0 | 1 | 0 | 0 | 0 | 0 | 0 | 0 | 0 | 0 | 0 | 1 | 1 | 0 | 300 | 1 | 300 | 0 | 0 | 0 | 0 | 0 |  | 0 | 1 | 1 | 1 | 1 | 0 | 0
SN | Shaanxi Pucheng Canal Dealkalization Comprehensive Use solar farm | solar_photovoltaic | 386 | 1 | 0 | 1 | 0 | 0 | 0 | 0 | 0 | 0 | 0 | 0 | 0 | 1 | 1 | 0 | 50 | 1 | 50 | 0 | 0 | 0 | 0 | 0 |  | 0 | 1 | 1 | 1 | 1 | 0 | 0
SN | Shaanxi Pucheng Chunlin solar power plant | solar_photovoltaic | 387 | 1 | 0 | 1 | 0 | 0 | 0 | 0 | 0 | 0 | 0 | 0 | 0 | 1 | 1 | 0 | 100 | 1 | 100 | 0 | 0 | 0 | 0 | 0 |  | 0 | 1 | 1 | 1 | 1 | 0 | 0
SN | Shaanxi Pucheng Gaoyang solar power plant | solar_photovoltaic | 388 | 1 | 0 | 1 | 0 | 0 | 0 | 0 | 0 | 0 | 0 | 0 | 0 | 1 | 1 | 0 | 100 | 1 | 100 | 0 | 0 | 0 | 0 | 0 |  | 0 | 1 | 1 | 1 | 1 | 0 | 0
SN | Shaanxi Pucheng Luobin solar power plant | solar_photovoltaic | 389 | 1 | 0 | 1 | 0 | 0 | 0 | 0 | 0 | 0 | 0 | 0 | 0 | 1 | 1 | 0 | 300 | 1 | 300 | 0 | 0 | 0 | 0 | 0 |  | 0 | 1 | 1 | 1 | 1 | 0 | 0
SN | Shaanxi Pucheng Sunzhen Agriculture solar farm Phase 1 | solar_photovoltaic | 390 | 1 | 0 | 1 | 0 | 0 | 0 | 0 | 0 | 0 | 0 | 0 | 0 | 1 | 1 | 0 | 50 | 1 | 50 | 0 | 0 | 0 | 0 | 0 |  | 0 | 1 | 1 | 1 | 1 | 0 | 0
SN | Shaanxi Pucheng Sunzhen Agriculture solar farm Phase 2 | solar_photovoltaic | 391 | 1 | 0 | 1 | 0 | 0 | 0 | 0 | 0 | 0 | 0 | 0 | 0 | 1 | 1 | 0 | 50 | 1 | 50 | 0 | 0 | 0 | 0 | 0 |  | 0 | 1 | 1 | 1 | 1 | 0 | 0
SN | Shaanxi Qian County Conch Rooftop solar project | solar_photovoltaic | 392 | 1 | 0 | 1 | 0 | 0 | 0 | 0 | 0 | 0 | 0 | 0 | 0 | 1 | 1 | 0 | 4.7 | 1 | 4.7 | 0 | 0 | 0 | 0 | 0 |  | 0 | 1 | 1 | 1 | 1 | 0 | 0
SN | Shaanxi Qianyang Caobizhen (Longhe) solar farm | solar_photovoltaic | 393 | 1 | 0 | 1 | 0 | 0 | 0 | 0 | 0 | 0 | 0 | 0 | 0 | 1 | 1 | 0 | 100 | 1 | 100 | 0 | 0 | 0 | 0 | 0 |  | 0 | 1 | 1 | 1 | 1 | 0 | 0
SN | Shaanxi Qianyang Caobizhen Baoyuan solar farm | solar_photovoltaic | 394 | 1 | 0 | 1 | 0 | 0 | 0 | 0 | 0 | 0 | 0 | 0 | 0 | 1 | 1 | 0 | 20 | 1 | 20 | 0 | 0 | 0 | 0 | 0 |  | 0 | 1 | 1 | 1 | 1 | 0 | 0
SN | Shaanxi Qindu Fast Intelligent Braking System solar project | solar_photovoltaic | 395 | 1 | 0 | 1 | 0 | 0 | 0 | 0 | 0 | 0 | 0 | 0 | 0 | 1 | 1 | 0 | 4.5 | 1 | 4.5 | 0 | 0 | 0 | 0 | 0 |  | 0 | 1 | 1 | 1 | 1 | 0 | 0
SN | Shaanxi Qindu Xi'an Junneng Clean Energy Xianyang Fast Rooftop solar project | solar_photovoltaic | 396 | 1 | 0 | 1 | 0 | 0 | 0 | 0 | 0 | 0 | 0 | 0 | 0 | 1 | 1 | 0 | 2.4 | 1 | 2.4 | 0 | 0 | 0 | 0 | 0 |  | 0 | 1 | 1 | 1 | 1 | 0 | 0
SN | Shaanxi Qingjian (Huadian) 50 MW solar farm | solar_photovoltaic | 397 | 1 | 0 | 1 | 0 | 0 | 0 | 0 | 0 | 0 | 0 | 0 | 0 | 1 | 1 | 0 | 50 | 1 | 50 | 0 | 0 | 0 | 0 | 0 |  | 0 | 1 | 1 | 1 | 1 | 0 | 0
SN | Shaanxi Qishan Xujie Baofa Rooftop Photovoltaic Construction Project solar project I | solar_photovoltaic | 398 | 1 | 0 | 1 | 0 | 0 | 0 | 0 | 0 | 0 | 0 | 0 | 0 | 1 | 1 | 0 | 1 | 1 | 1 | 0 | 0 | 0 | 0 | 0 |  | 0 | 1 | 1 | 1 | 1 | 0 | 0
SN | Shaanxi Qishan Xujie Baofa Rooftop Photovoltaic Construction Project solar project II | solar_photovoltaic | 399 | 1 | 0 | 1 | 0 | 0 | 0 | 0 | 0 | 0 | 0 | 0 | 0 | 1 | 1 | 0 | 1 | 1 | 1 | 0 | 0 | 0 | 0 | 0 |  | 0 | 1 | 1 | 1 | 1 | 0 | 0
SN | Shaanxi Qishan Xujie Baozhu Rooftop Photovoltaic Construction Project solar project | solar_photovoltaic | 400 | 1 | 0 | 1 | 0 | 0 | 0 | 0 | 0 | 0 | 0 | 0 | 0 | 1 | 1 | 0 | 3.6 | 1 | 3.6 | 0 | 0 | 0 | 0 | 0 |  | 0 | 1 | 1 | 1 | 1 | 0 | 0
SN | Shaanxi Shangluo High-tech Energy Technology solar project | solar_photovoltaic | 401 | 1 | 0 | 1 | 0 | 0 | 0 | 0 | 0 | 0 | 0 | 0 | 0 | 1 | 1 | 0 | 1 | 1 | 1 | 0 | 0 | 0 | 0 | 0 |  | 0 | 1 | 1 | 1 | 1 | 0 | 0
SN | Shaanxi Shangzhou (Shaanxi Investment) solar farm Phase 1 | solar_photovoltaic | 402 | 1 | 0 | 1 | 0 | 0 | 0 | 0 | 0 | 0 | 0 | 0 | 0 | 1 | 1 | 0 | 100 | 1 | 100 | 0 | 0 | 0 | 0 | 0 |  | 0 | 1 | 1 | 1 | 1 | 0 | 0
SN | Shaanxi Shangzhou Yecun solar farm | solar_photovoltaic | 403 | 1 | 0 | 1 | 0 | 0 | 0 | 0 | 0 | 0 | 0 | 0 | 0 | 1 | 1 | 0 | 100 | 1 | 100 | 0 | 0 | 0 | 0 | 0 |  | 0 | 1 | 1 | 1 | 1 | 0 | 0
SN | Shaanxi Shanyang County High-tech Zone Electronic Information Industrial Park Rooftop solar project | solar_photovoltaic | 404 | 1 | 0 | 1 | 0 | 0 | 0 | 0 | 0 | 0 | 0 | 0 | 0 | 1 | 1 | 0 | 1.8 | 1 | 1.8 | 0 | 0 | 0 | 0 | 0 |  | 0 | 1 | 1 | 1 | 1 | 0 | 0
SN | Shaanxi Shenfu - South Hebei Power Export Fugu (Three Gorges) solar farm | solar_photovoltaic | 405 | 1 | 0 | 1 | 0 | 0 | 0 | 0 | 0 | 0 | 0 | 0 | 0 | 1 | 1 | 0 | 150 | 1 | 150 | 0 | 0 | 0 | 0 | 0 |  | 0 | 1 | 1 | 1 | 1 | 0 | 0
SN | Shaanxi Shenmu (Shenmu Energy) solar farm | solar_photovoltaic | 406 | 1 | 0 | 1 | 0 | 0 | 0 | 0 | 0 | 0 | 0 | 0 | 0 | 1 | 1 | 0 | 50 | 1 | 50 | 0 | 0 | 0 | 0 | 0 |  | 0 | 1 | 1 | 1 | 1 | 0 | 0
SN | Shaanxi Shenmu (Yulin Energy) solar farm | solar_photovoltaic | 407 | 1 | 0 | 1 | 0 | 0 | 0 | 0 | 0 | 0 | 0 | 0 | 0 | 1 | 1 | 0 | 100 | 1 | 100 | 0 | 0 | 0 | 0 | 0 |  | 0 | 1 | 1 | 1 | 1 | 0 | 0
SN | Shaanxi Shenmu - Hebei Power Export Baiyancaidang 300 MW solar power plant | solar_photovoltaic | 408 | 1 | 0 | 1 | 0 | 0 | 0 | 0 | 0 | 0 | 0 | 0 | 0 | 1 | 1 | 0 | 300 | 1 | 300 | 0 | 0 | 0 | 0 | 0 |  | 0 | 1 | 1 | 1 | 1 | 0 | 0
SN | Shaanxi Shenmu - Hebei Power Export Baiyancaidang 400 MW solar power plant | solar_photovoltaic | 409 | 1 | 0 | 1 | 0 | 0 | 0 | 0 | 0 | 0 | 0 | 0 | 0 | 1 | 1 | 0 | 300 | 1 | 300 | 0 | 0 | 0 | 0 | 0 |  | 0 | 1 | 1 | 1 | 1 | 0 | 0
SN | Shaanxi Shenmu - Hebei Power Export Shilajie solar power plant | solar_photovoltaic | 410 | 1 | 0 | 1 | 0 | 0 | 0 | 0 | 0 | 0 | 0 | 0 | 0 | 1 | 1 | 0 | 150 | 1 | 150 | 0 | 0 | 0 | 0 | 0 |  | 0 | 1 | 1 | 1 | 1 | 0 | 0
SN | Shaanxi Shenmu - Hebei Power Export Shilajie Yaoliang solar power plant | solar_photovoltaic | 411 | 1 | 0 | 1 | 0 | 0 | 0 | 0 | 0 | 0 | 0 | 0 | 0 | 1 | 1 | 0 | 150 | 1 | 150 | 0 | 0 | 0 | 0 | 0 |  | 0 | 1 | 1 | 1 | 1 | 0 | 0
SN | Shaanxi Shenmu 100 MW (China Energy Investment) solar farm | solar_photovoltaic | 412 | 1 | 0 | 1 | 0 | 0 | 0 | 0 | 0 | 0 | 0 | 0 | 0 | 1 | 1 | 0 | 100 | 1 | 100 | 0 | 0 | 0 | 0 | 0 |  | 0 | 1 | 1 | 1 | 1 | 0 | 0
SN | Shaanxi Shenmu City Ten Billion Raisin Breeding Family Farm Rooftop solar project | solar_photovoltaic | 413 | 1 | 0 | 1 | 0 | 0 | 0 | 0 | 0 | 0 | 0 | 0 | 0 | 1 | 1 | 0 | 1.2 | 1 | 1.2 | 0 | 0 | 0 | 0 | 0 |  | 0 | 1 | 1 | 1 | 1 | 0 | 0
SN | Shaanxi Shenmu Dabaodang (China Energy Investment) solar farm | solar_photovoltaic | 414 | 1 | 0 | 1 | 0 | 0 | 0 | 0 | 0 | 0 | 0 | 0 | 0 | 1 | 1 | 0 | 100 | 1 | 100 | 0 | 0 | 0 | 0 | 0 |  | 0 | 1 | 1 | 1 | 1 | 0 | 0
SN | Shaanxi Shenmu Dabaodang Alutai solar farm | solar_photovoltaic | 415 | 1 | 0 | 1 | 0 | 0 | 0 | 0 | 0 | 0 | 0 | 0 | 0 | 1 | 1 | 0 | 100 | 1 | 100 | 0 | 0 | 0 | 0 | 0 |  | 0 | 1 | 1 | 1 | 1 | 0 | 0
SN | Shaanxi Shenmu Jiajialiang Guohua solar farm | solar_photovoltaic | 416 | 1 | 0 | 1 | 0 | 0 | 0 | 0 | 0 | 0 | 0 | 0 | 0 | 1 | 1 | 0 | 50 | 1 | 50 | 0 | 0 | 0 | 0 | 0 |  | 0 | 1 | 1 | 1 | 1 | 0 | 0
SN | Shaanxi Shenmu Jiaming solar farm | solar_photovoltaic | 417 | 1 | 0 | 1 | 0 | 0 | 0 | 0 | 0 | 0 | 0 | 0 | 0 | 1 | 1 | 0 | 50 | 1 | 50 | 0 | 0 | 0 | 0 | 0 |  | 0 | 1 | 1 | 1 | 1 | 0 | 0
SN | Shaanxi Shenmu Jingdeng solar farm Phase 1 | solar_photovoltaic | 418 | 1 | 0 | 1 | 0 | 0 | 0 | 0 | 0 | 0 | 0 | 0 | 0 | 1 | 1 | 0 | 50 | 1 | 50 | 0 | 0 | 0 | 0 | 0 |  | 0 | 1 | 1 | 1 | 1 | 0 | 0
SN | Shaanxi Shenmu Jingdeng solar farm Phase 2 | solar_photovoltaic | 419 | 1 | 0 | 1 | 0 | 0 | 0 | 0 | 0 | 0 | 0 | 0 | 0 | 1 | 1 | 0 | 50 | 1 | 50 | 0 | 0 | 0 | 0 | 0 |  | 0 | 1 | 1 | 1 | 1 | 0 | 0
SN | Shaanxi Shenmu Jingpu solar farm Phase 1 | solar_photovoltaic | 420 | 1 | 0 | 1 | 0 | 0 | 0 | 0 | 0 | 0 | 0 | 0 | 0 | 1 | 1 | 0 | 50 | 1 | 50 | 0 | 0 | 0 | 0 | 0 |  | 0 | 1 | 1 | 1 | 1 | 0 | 0
SN | Shaanxi Shenmu Jingyi Chemical solar power plant | solar_photovoltaic | 421 | 1 | 0 | 1 | 0 | 0 | 0 | 0 | 0 | 0 | 0 | 0 | 0 | 1 | 1 | 0 | 100 | 1 | 100 | 0 | 0 | 0 | 0 | 0 |  | 0 | 1 | 1 | 1 | 1 | 0 | 0
SN | Shaanxi Shenmu Jinjie Beiyuan Chemical solar power plant | solar_photovoltaic | 422 | 1 | 0 | 1 | 0 | 0 | 0 | 0 | 0 | 0 | 0 | 0 | 0 | 1 | 1 | 0 | 300 | 1 | 300 | 0 | 0 | 0 | 0 | 0 |  | 0 | 1 | 1 | 1 | 1 | 0 | 0
SN | Shaanxi Shenmu Jinjie Jingfu solar farm | solar_photovoltaic | 423 | 1 | 0 | 1 | 0 | 0 | 0 | 0 | 0 | 0 | 0 | 0 | 0 | 1 | 1 | 0 | 50 | 1 | 50 | 0 | 0 | 0 | 0 | 0 |  | 0 | 1 | 1 | 1 | 1 | 0 | 0
SN | Shaanxi Shenmu Jinjie Pingyuan solar farm | solar_photovoltaic | 424 | 1 | 0 | 1 | 0 | 0 | 0 | 0 | 0 | 0 | 0 | 0 | 0 | 1 | 1 | 0 | 50 | 1 | 50 | 0 | 0 | 0 | 0 | 0 |  | 0 | 1 | 1 | 1 | 1 | 0 | 0
SN | Shaanxi Shenmu Longhua solar power plant | solar_photovoltaic | 425 | 1 | 0 | 1 | 0 | 0 | 0 | 0 | 0 | 0 | 0 | 0 | 0 | 1 | 1 | 0 | 200 | 1 | 200 | 0 | 0 | 0 | 0 | 0 |  | 0 | 1 | 1 | 1 | 1 | 0 | 0
SN | Shaanxi Shenmu Putian solar farm | solar_photovoltaic | 426 | 1 | 0 | 1 | 0 | 0 | 0 | 0 | 0 | 0 | 0 | 0 | 0 | 1 | 1 | 0 | 50 | 1 | 50 | 0 | 0 | 0 | 0 | 0 |  | 0 | 1 | 1 | 1 | 1 | 0 | 0
SN | Shaanxi Shenmu Shunli solar farm | solar_photovoltaic | 427 | 1 | 0 | 1 | 0 | 0 | 0 | 0 | 0 | 0 | 0 | 0 | 0 | 1 | 1 | 0 | 40 | 1 | 40 | 0 | 0 | 0 | 0 | 0 |  | 0 | 1 | 1 | 1 | 1 | 0 | 0
SN | Shaanxi Shenmu Yuanhang solar farm | solar_photovoltaic | 428 | 1 | 0 | 1 | 0 | 0 | 0 | 0 | 0 | 0 | 0 | 0 | 0 | 1 | 1 | 0 | 30 | 1 | 30 | 0 | 0 | 0 | 0 | 0 |  | 0 | 1 | 1 | 1 | 1 | 0 | 0
SN | Shaanxi Shenmu Yulin Qingshui Industrial Park Water Supply solar project | solar_photovoltaic | 429 | 1 | 0 | 1 | 0 | 0 | 0 | 0 | 0 | 0 | 0 | 0 | 0 | 1 | 1 | 0 | 1.9 | 1 | 1.9 | 0 | 0 | 0 | 0 | 0 |  | 0 | 1 | 1 | 1 | 1 | 0 | 0
SN | Shaanxi Shenmu Yushen (Fengshang) solar farm | solar_photovoltaic | 430 | 1 | 0 | 1 | 0 | 0 | 0 | 0 | 0 | 0 | 0 | 0 | 0 | 1 | 1 | 0 | 22 | 1 | 22 | 0 | 0 | 0 | 0 | 0 |  | 0 | 1 | 1 | 1 | 1 | 0 | 0
SN | Shaanxi Shenmu Zhongji Lvyuan solar farm | solar_photovoltaic | 431 | 1 | 0 | 1 | 0 | 0 | 0 | 0 | 0 | 0 | 0 | 0 | 0 | 1 | 1 | 0 | 20 | 1 | 20 | 0 | 0 | 0 | 0 | 0 |  | 0 | 1 | 1 | 1 | 1 | 0 | 0
SN | Shaanxi Shenmu Zhongjiu solar farm | solar_photovoltaic | 432 | 1 | 0 | 1 | 0 | 0 | 0 | 0 | 0 | 0 | 0 | 0 | 0 | 1 | 1 | 0 | 30 | 1 | 30 | 0 | 0 | 0 | 0 | 0 |  | 0 | 1 | 1 | 1 | 1 | 0 | 0
SN | Shaanxi Tongchuan "Front Runner" Tianxing solar farm | solar_photovoltaic | 433 | 1 | 0 | 1 | 0 | 0 | 0 | 0 | 0 | 0 | 0 | 0 | 0 | 1 | 1 | 0 | 250 | 1 | 250 | 0 | 0 | 0 | 0 | 0 |  | 0 | 1 | 1 | 1 | 1 | 0 | 0
SN | Shaanxi Tongchuan "Front Runner" Xiaguang solar farm | solar_photovoltaic | 434 | 1 | 0 | 1 | 0 | 0 | 0 | 0 | 0 | 0 | 0 | 0 | 0 | 1 | 1 | 0 | 250 | 1 | 250 | 0 | 0 | 0 | 0 | 0 |  | 0 | 1 | 1 | 1 | 1 | 0 | 0
SN | Shaanxi Tongchuan Liujianian solar farm | solar_photovoltaic | 435 | 1 | 0 | 1 | 0 | 0 | 0 | 0 | 0 | 0 | 0 | 0 | 0 | 1 | 1 | 0 | 250 | 1 | 250 | 0 | 0 | 0 | 0 | 0 |  | 0 | 1 | 1 | 1 | 1 | 0 | 0
SN | Shaanxi Tongchuan Yaozhou Zhongguang solar farm Phase 1 | solar_photovoltaic | 436 | 1 | 0 | 1 | 0 | 0 | 0 | 0 | 0 | 0 | 0 | 0 | 0 | 1 | 1 | 0 | 50 | 1 | 50 | 0 | 0 | 0 | 0 | 0 |  | 0 | 1 | 1 | 1 | 1 | 0 | 0
SN | Shaanxi Tongchuan Yaozhou Zhongguang solar farm Phase 2 | solar_photovoltaic | 437 | 1 | 0 | 1 | 0 | 0 | 0 | 0 | 0 | 0 | 0 | 0 | 0 | 1 | 1 | 0 | 50 | 1 | 50 | 0 | 0 | 0 | 0 | 0 |  | 0 | 1 | 1 | 1 | 1 | 0 | 0
SN | Shaanxi Tongchuan Yintai Juguang solar farm | solar_photovoltaic | 438 | 1 | 0 | 1 | 0 | 0 | 0 | 0 | 0 | 0 | 0 | 0 | 0 | 1 | 1 | 0 | 30 | 1 | 30 | 0 | 0 | 0 | 0 | 0 |  | 0 | 1 | 1 | 1 | 1 | 0 | 0
SN | Shaanxi Tongguan Daiziying solar farm | solar_photovoltaic | 439 | 1 | 0 | 1 | 0 | 0 | 0 | 0 | 0 | 0 | 0 | 0 | 0 | 1 | 1 | 0 | 200 | 1 | 200 | 0 | 0 | 0 | 0 | 0 |  | 0 | 1 | 1 | 1 | 1 | 0 | 0
SN | Shaanxi Tongguan Qindong (Guoneng) solar farm | solar_photovoltaic | 440 | 1 | 0 | 1 | 0 | 0 | 0 | 0 | 0 | 0 | 0 | 0 | 0 | 1 | 1 | 0 | 200 | 1 | 200 | 0 | 0 | 0 | 0 | 0 |  | 0 | 1 | 1 | 1 | 1 | 0 | 0
SN | Shaanxi Weicheng Xixian New District Zhongtian Construction Industrial Park Affiliated Factory solar project | solar_photovoltaic | 441 | 1 | 0 | 1 | 0 | 0 | 0 | 0 | 0 | 0 | 0 | 0 | 0 | 1 | 1 | 0 | 1.2 | 1 | 1.2 | 0 | 0 | 0 | 0 | 0 |  | 0 | 1 | 1 | 1 | 1 | 0 | 0
SN | Shaanxi Weifu Energy Shanyang Branch solar project | solar_photovoltaic | 442 | 1 | 0 | 1 | 0 | 0 | 0 | 0 | 0 | 0 | 0 | 0 | 0 | 1 | 1 | 0 | 1 | 1 | 1 | 0 | 0 | 0 | 0 | 0 |  | 0 | 1 | 1 | 1 | 1 | 0 | 0
SN | Shaanxi Weinan "Front Runner Chengcheng Caozhuang solar farm | solar_photovoltaic | 443 | 1 | 0 | 1 | 0 | 0 | 0 | 0 | 0 | 0 | 0 | 0 | 0 | 1 | 1 | 0 | 100 | 1 | 100 | 0 | 0 | 0 | 0 | 0 |  | 0 | 1 | 1 | 1 | 1 | 0 | 0
SN | Shaanxi Weinan "Front Runner Heyang Wangcunzhen solar farm | solar_photovoltaic | 444 | 1 | 0 | 1 | 0 | 0 | 0 | 0 | 0 | 0 | 0 | 0 | 0 | 1 | 1 | 0 | 100 | 1 | 100 | 0 | 0 | 0 | 0 | 0 |  | 0 | 1 | 1 | 1 | 1 | 0 | 0
SN | Shaanxi Weiyang Rooftop solar project | solar_photovoltaic | 445 | 1 | 0 | 1 | 0 | 0 | 0 | 0 | 0 | 0 | 0 | 0 | 0 | 1 | 1 | 0 | 1.4 | 1 | 1.4 | 0 | 0 | 0 | 0 | 0 |  | 0 | 1 | 1 | 1 | 1 | 0 | 0
SN | Shaanxi Weiyang solar project | solar_photovoltaic | 446 | 1 | 0 | 1 | 0 | 0 | 0 | 0 | 0 | 0 | 0 | 0 | 0 | 1 | 1 | 0 | 1.2 | 1 | 1.2 | 0 | 0 | 0 | 0 | 0 |  | 0 | 1 | 1 | 1 | 1 | 0 | 0
SN | Shaanxi Wugong (Henglianzhong) Rooftop Distributed solar farm | solar_photovoltaic | 447 | 1 | 0 | 1 | 0 | 0 | 0 | 0 | 0 | 0 | 0 | 0 | 0 | 1 | 1 | 0 | 5.9 | 1 | 5.9 | 0 | 0 | 0 | 0 | 0 |  | 0 | 1 | 1 | 1 | 1 | 0 | 0
SN | Shaanxi Wugong Jinshahe Noodle Industry solar project I | solar_photovoltaic | 448 | 1 | 0 | 1 | 0 | 0 | 0 | 0 | 0 | 0 | 0 | 0 | 0 | 1 | 1 | 0 | 6 | 1 | 6 | 0 | 0 | 0 | 0 | 0 |  | 0 | 1 | 1 | 1 | 1 | 0 | 0
SN | Shaanxi Wugong Jinshahe Noodle Industry solar project II | solar_photovoltaic | 449 | 1 | 0 | 1 | 0 | 0 | 0 | 0 | 0 | 0 | 0 | 0 | 0 | 1 | 1 | 0 | 6 | 1 | 6 | 0 | 0 | 0 | 0 | 0 |  | 0 | 1 | 1 | 1 | 1 | 0 | 0
SN | Shaanxi Xiahaotu Longyuan solar farm | solar_photovoltaic | 450 | 1 | 0 | 1 | 0 | 0 | 0 | 0 | 0 | 0 | 0 | 0 | 0 | 1 | 1 | 0 | 200 | 1 | 200 | 0 | 0 | 0 | 0 | 0 |  | 0 | 1 | 1 | 1 | 1 | 0 | 0
SN | Shaanxi Xiaohaotu Jiangshan Yongchen solar farm | solar_photovoltaic | 451 | 1 | 0 | 1 | 0 | 0 | 0 | 0 | 0 | 0 | 0 | 0 | 0 | 1 | 1 | 0 | 300 | 1 | 300 | 0 | 0 | 0 | 0 | 0 |  | 0 | 1 | 1 | 1 | 1 | 0 | 0
SN | Shaanxi Xincheng Xi'an Jinxiu International Trade City Rooftop solar project | solar_photovoltaic | 452 | 1 | 0 | 1 | 0 | 0 | 0 | 0 | 0 | 0 | 0 | 0 | 0 | 1 | 1 | 0 | 2 | 1 | 2 | 0 | 0 | 0 | 0 | 0 |  | 0 | 1 | 1 | 1 | 1 | 0 | 0
SN | Shaanxi Xixian Longi Estate Building Integrated solar farm | solar_photovoltaic | 453 | 1 | 0 | 1 | 0 | 0 | 0 | 0 | 0 | 0 | 0 | 0 | 0 | 1 | 1 | 0 | 34 | 1 | 34 | 0 | 0 | 0 | 0 | 0 |  | 0 | 1 | 1 | 1 | 1 | 0 | 0
SN | Shaanxi Xixian New District Taipingzhen solar farm Phase 1 | solar_photovoltaic | 454 | 1 | 0 | 1 | 0 | 0 | 0 | 0 | 0 | 0 | 0 | 0 | 0 | 1 | 1 | 0 | 100 | 1 | 100 | 0 | 0 | 0 | 0 | 0 |  | 0 | 1 | 1 | 1 | 1 | 0 | 0
SN | Shaanxi Xixian New District Taipingzhen solar farm Phase 2 | solar_photovoltaic | 455 | 1 | 0 | 1 | 0 | 0 | 0 | 0 | 0 | 0 | 0 | 0 | 0 | 1 | 1 | 0 | 50 | 1 | 50 | 0 | 0 | 0 | 0 | 0 |  | 0 | 1 | 1 | 1 | 1 | 0 | 0
SN | Shaanxi Xixiang Bailongtangzhen Agricultural Industry solar farm | solar_photovoltaic | 456 | 1 | 0 | 1 | 0 | 0 | 0 | 0 | 0 | 0 | 0 | 0 | 0 | 1 | 1 | 0 | 20 | 1 | 20 | 0 | 0 | 0 | 0 | 0 |  | 0 | 1 | 1 | 1 | 1 | 0 | 0
SN | Shaanxi Xixiang Chengnanjiedao Agriculture solar farm | solar_photovoltaic | 457 | 1 | 0 | 1 | 0 | 0 | 0 | 0 | 0 | 0 | 0 | 0 | 0 | 1 | 1 | 0 | 40 | 1 | 40 | 0 | 0 | 0 | 0 | 0 |  | 0 | 1 | 1 | 1 | 1 | 0 | 0
SN | Shaanxi Xixiang Gaochuan Agricultural solar farm | solar_photovoltaic | 458 | 1 | 0 | 1 | 0 | 0 | 0 | 0 | 0 | 0 | 0 | 0 | 0 | 1 | 1 | 0 | 200 | 1 | 200 | 0 | 0 | 0 | 0 | 0 |  | 0 | 1 | 1 | 1 | 1 | 0 | 0
SN | Shaanxi Yanchuan Jiajiaping (Lvdong) Agriculture solar farm | solar_photovoltaic | 459 | 1 | 0 | 1 | 0 | 0 | 0 | 0 | 0 | 0 | 0 | 0 | 0 | 1 | 1 | 0 | 50 | 1 | 50 | 0 | 0 | 0 | 0 | 0 |  | 0 | 1 | 1 | 1 | 1 | 0 | 0
SN | Shaanxi Yangxian (Huadian) Agricultural solar farm | solar_photovoltaic | 460 | 1 | 0 | 1 | 0 | 0 | 0 | 0 | 0 | 0 | 0 | 0 | 0 | 1 | 1 | 0 | 100 | 1 | 100 | 0 | 0 | 0 | 0 | 0 |  | 0 | 1 | 1 | 1 | 1 | 0 | 0
SN | Shaanxi Yangxian (Huadian) solar farm | solar_photovoltaic | 461 | 1 | 0 | 1 | 0 | 0 | 0 | 0 | 0 | 0 | 0 | 0 | 0 | 1 | 1 | 0 | 100 | 1 | 100 | 0 | 0 | 0 | 0 | 0 |  | 0 | 1 | 1 | 1 | 1 | 0 | 0
SN | Shaanxi Yanliang Xi'an Aviation Advanced Center Rooftop solar project I | solar_photovoltaic | 462 | 1 | 0 | 1 | 0 | 0 | 0 | 0 | 0 | 0 | 0 | 0 | 0 | 1 | 1 | 0 | 1.6 | 1 | 1.6 | 0 | 0 | 0 | 0 | 0 |  | 0 | 1 | 1 | 1 | 1 | 0 | 0
SN | Shaanxi Yanliang Xi'an Aviation Advanced Center Rooftop solar project II | solar_photovoltaic | 463 | 1 | 0 | 1 | 0 | 0 | 0 | 0 | 0 | 0 | 0 | 0 | 0 | 1 | 1 | 0 | 1.6 | 1 | 1.6 | 0 | 0 | 0 | 0 | 0 |  | 0 | 1 | 1 | 1 | 1 | 0 | 0
SN | Shaanxi Yanliang Xi'an Aviation Base Comprehensive Bonded Zone Rooftop solar project | solar_photovoltaic | 464 | 1 | 0 | 1 | 0 | 0 | 0 | 0 | 0 | 0 | 0 | 0 | 0 | 1 | 1 | 0 | 5.5 | 1 | 5.5 | 0 | 0 | 0 | 0 | 0 |  | 0 | 1 | 1 | 1 | 1 | 0 | 0
SN | Shaanxi Yanta Baolixin Aviation Industry Automatic Control Institute Rooftop solar project | solar_photovoltaic | 465 | 1 | 0 | 1 | 0 | 0 | 0 | 0 | 0 | 0 | 0 | 0 | 0 | 1 | 1 | 0 | 2.3 | 1 | 2.3 | 0 | 0 | 0 | 0 | 0 |  | 0 | 1 | 1 | 1 | 1 | 0 | 0
SN | Shaanxi Yanta Xi'an City Company Hi-Tech Wanda Plaza Rooftop solar project | solar_photovoltaic | 466 | 1 | 0 | 1 | 0 | 0 | 0 | 0 | 0 | 0 | 0 | 0 | 0 | 1 | 1 | 0 | 1 | 1 | 1 | 0 | 0 | 0 | 0 | 0 |  | 0 | 1 | 1 | 1 | 1 | 0 | 0
SN | Shaanxi Yanta Xi'an Fujiangri Real Estate solar project | solar_photovoltaic | 467 | 1 | 0 | 1 | 0 | 0 | 0 | 0 | 0 | 0 | 0 | 0 | 0 | 1 | 1 | 0 | 1 | 1 | 1 | 0 | 0 | 0 | 0 | 0 |  | 0 | 1 | 1 | 1 | 1 | 0 | 0
SN | Shaanxi Yanta Xi'an IKEA Shopping Center Project Roof Distributed Photovoltaics solar project | solar_photovoltaic | 468 | 1 | 0 | 1 | 0 | 0 | 0 | 0 | 0 | 0 | 0 | 0 | 0 | 1 | 1 | 0 | 1.4 | 1 | 1.4 | 0 | 0 | 0 | 0 | 0 |  | 0 | 1 | 1 | 1 | 1 | 0 | 0
SN | Shaanxi Yaozhou Sunyuanzhen solar farm | solar_photovoltaic | 469 | 1 | 0 | 1 | 0 | 0 | 0 | 0 | 0 | 0 | 0 | 0 | 0 | 1 | 1 | 0 | 100 | 1 | 100 | 0 | 0 | 0 | 0 | 0 |  | 0 | 1 | 1 | 1 | 1 | 0 | 0
SN | Shaanxi Yichuan Huadian solar power plants 100 MW | solar_photovoltaic | 470 | 1 | 0 | 1 | 0 | 0 | 0 | 0 | 0 | 0 | 0 | 0 | 0 | 1 | 1 | 0 | 100 | 1 | 100 | 0 | 0 | 0 | 0 | 0 |  | 0 | 1 | 1 | 1 | 1 | 0 | 0
SN | Shaanxi Yichuan Huadian solar power plants 150 MW | solar_photovoltaic | 471 | 1 | 0 | 1 | 0 | 0 | 0 | 0 | 0 | 0 | 0 | 0 | 0 | 1 | 1 | 0 | 150 | 1 | 150 | 0 | 0 | 0 | 0 | 0 |  | 0 | 1 | 1 | 1 | 1 | 0 | 0
SN | Shaanxi Yijun (Luneng) solar farm Phase 2 | solar_photovoltaic | 472 | 1 | 0 | 1 | 0 | 0 | 0 | 0 | 0 | 0 | 0 | 0 | 0 | 1 | 1 | 0 | 20 | 1 | 20 | 0 | 0 | 0 | 0 | 0 |  | 0 | 1 | 1 | 1 | 1 | 0 | 0
SN | Shaanxi Yijun (Luneng) solar farm Phase 3 | solar_photovoltaic | 473 | 1 | 0 | 1 | 0 | 0 | 0 | 0 | 0 | 0 | 0 | 0 | 0 | 1 | 1 | 0 | 100 | 1 | 100 | 0 | 0 | 0 | 0 | 0 |  | 0 | 1 | 1 | 1 | 1 | 0 | 0
SN | Shaanxi Yijun Qingshiyuan (Luneng) Agriculture solar farm | solar_photovoltaic | 474 | 1 | 0 | 1 | 0 | 0 | 0 | 0 | 0 | 0 | 0 | 0 | 0 | 1 | 1 | 0 | 20 | 1 | 20 | 0 | 0 | 0 | 0 | 0 |  | 0 | 1 | 1 | 1 | 1 | 0 | 0
SN | Shaanxi Yijun Raosheng solar farm | solar_photovoltaic | 475 | 1 | 0 | 1 | 0 | 0 | 0 | 0 | 0 | 0 | 0 | 0 | 0 | 1 | 1 | 0 | 49.5 | 1 | 49.5 | 0 | 0 | 0 | 0 | 0 |  | 0 | 1 | 1 | 1 | 1 | 0 | 0
SN | Shaanxi Yijun Yingjiayuan (Luneng) Agriculture solar farm | solar_photovoltaic | 476 | 1 | 0 | 1 | 0 | 0 | 0 | 0 | 0 | 0 | 0 | 0 | 0 | 1 | 1 | 0 | 20 | 1 | 20 | 0 | 0 | 0 | 0 | 0 |  | 0 | 1 | 1 | 1 | 1 | 0 | 0
SN | Shaanxi Yintai Chenlu Meiguang solar farm | solar_photovoltaic | 477 | 1 | 0 | 1 | 0 | 0 | 0 | 0 | 0 | 0 | 0 | 0 | 0 | 1 | 1 | 0 | 50 | 1 | 50 | 0 | 0 | 0 | 0 | 0 |  | 0 | 1 | 1 | 1 | 1 | 0 | 0
SN | Shaanxi Yongshou (Datang) solar farm Phase 1 | solar_photovoltaic | 478 | 1 | 0 | 1 | 0 | 0 | 0 | 0 | 0 | 0 | 0 | 0 | 0 | 1 | 1 | 0 | 100 | 1 | 100 | 0 | 0 | 0 | 0 | 0 |  | 0 | 1 | 1 | 1 | 1 | 0 | 0
SN | Shaanxi Yulin High Tech Zone Dingrun solar farm | solar_photovoltaic | 479 | 1 | 0 | 1 | 0 | 0 | 0 | 0 | 0 | 0 | 0 | 0 | 0 | 1 | 1 | 0 | 20 | 1 | 20 | 0 | 0 | 0 | 0 | 0 |  | 0 | 1 | 1 | 1 | 1 | 0 | 0
SN | Shaanxi Yulin High Tech Zone Dingsheng solar farm | solar_photovoltaic | 480 | 1 | 0 | 1 | 0 | 0 | 0 | 0 | 0 | 0 | 0 | 0 | 0 | 1 | 1 | 0 | 50 | 1 | 50 | 0 | 0 | 0 | 0 | 0 |  | 0 | 1 | 1 | 1 | 1 | 0 | 0
SN | Shaanxi Yulin High Tech Zone Jinghui solar farm | solar_photovoltaic | 481 | 1 | 0 | 1 | 0 | 0 | 0 | 0 | 0 | 0 | 0 | 0 | 0 | 1 | 1 | 0 | 50 | 1 | 50 | 0 | 0 | 0 | 0 | 0 |  | 0 | 1 | 1 | 1 | 1 | 0 | 0
SN | Shaanxi Yulin High Tech Zone Xinhui solar farm | solar_photovoltaic | 482 | 1 | 0 | 1 | 0 | 0 | 0 | 0 | 0 | 0 | 0 | 0 | 0 | 1 | 1 | 0 | 50 | 1 | 50 | 0 | 0 | 0 | 0 | 0 |  | 0 | 1 | 1 | 1 | 1 | 0 | 0
SN | Shaanxi Yulin Jingbian Guohua solar farm | solar_photovoltaic | 483 | 1 | 0 | 1 | 0 | 0 | 0 | 0 | 0 | 0 | 0 | 0 | 0 | 1 | 1 | 0 | 20 | 1 | 20 | 0 | 0 | 0 | 0 | 0 |  | 0 | 1 | 1 | 1 | 1 | 0 | 0
SN | Shaanxi Yulin Jingbian Jiulitan solar farm | solar_photovoltaic | 484 | 1 | 0 | 1 | 0 | 0 | 0 | 0 | 0 | 0 | 0 | 0 | 0 | 1 | 1 | 0 | 20 | 1 | 20 | 0 | 0 | 0 | 0 | 0 |  | 0 | 1 | 1 | 1 | 1 | 0 | 0
SN | Shaanxi Yulin Taike solar farm | solar_photovoltaic | 485 | 1 | 0 | 1 | 0 | 0 | 0 | 0 | 0 | 0 | 0 | 0 | 0 | 1 | 1 | 0 | 50 | 1 | 50 | 0 | 0 | 0 | 0 | 0 |  | 0 | 1 | 1 | 1 | 1 | 0 | 0
SN | Shaanxi Yulin Yushen Jinyang solar farm | solar_photovoltaic | 486 | 1 | 0 | 1 | 0 | 0 | 0 | 0 | 0 | 0 | 0 | 0 | 0 | 1 | 1 | 0 | 100 | 1 | 100 | 0 | 0 | 0 | 0 | 0 |  | 0 | 1 | 1 | 1 | 1 | 0 | 0
SN | Shaanxi Yulin Yuyang District Fengguang solar farm | solar_photovoltaic | 487 | 1 | 0 | 1 | 0 | 0 | 0 | 0 | 0 | 0 | 0 | 0 | 0 | 1 | 1 | 0 | 30 | 1 | 30 | 0 | 0 | 0 | 0 | 0 |  | 0 | 1 | 1 | 1 | 1 | 0 | 0
SN | Shaanxi Yushen Shaqiu solar farm | solar_photovoltaic | 488 | 1 | 0 | 1 | 0 | 0 | 0 | 0 | 0 | 0 | 0 | 0 | 0 | 1 | 1 | 0 | 200 | 1 | 200 | 0 | 0 | 0 | 0 | 0 |  | 0 | 1 | 1 | 1 | 1 | 0 | 0
SN | Shaanxi Yuyang (China Energy Investment) Agricultural solar farm | solar_photovoltaic | 489 | 1 | 0 | 1 | 0 | 0 | 0 | 0 | 0 | 0 | 0 | 0 | 0 | 1 | 1 | 0 | 50 | 1 | 50 | 0 | 0 | 0 | 0 | 0 |  | 0 | 1 | 1 | 1 | 1 | 0 | 0
SN | Shaanxi Yuyang (Huaneng) Unsubsidized solar farm Phase 1 | solar_photovoltaic | 490 | 1 | 0 | 1 | 0 | 0 | 0 | 0 | 0 | 0 | 0 | 0 | 0 | 1 | 1 | 0 | 30 | 1 | 30 | 0 | 0 | 0 | 0 | 0 |  | 0 | 1 | 1 | 1 | 1 | 0 | 0
SN | Shaanxi Yuyang (Shaanxi Hydrogen) solar farm | solar_photovoltaic | 491 | 1 | 0 | 1 | 0 | 0 | 0 | 0 | 0 | 0 | 0 | 0 | 0 | 1 | 1 | 0 | 100 | 1 | 100 | 0 | 0 | 0 | 0 | 0 |  | 0 | 1 | 1 | 1 | 1 | 0 | 0
SN | Shaanxi Yuyang (Three Gorges) Agricultural solar power plant | solar_photovoltaic | 492 | 1 | 0 | 1 | 0 | 0 | 0 | 0 | 0 | 0 | 0 | 0 | 0 | 1 | 1 | 0 | 150 | 1 | 150 | 0 | 0 | 0 | 0 | 0 |  | 0 | 1 | 1 | 1 | 1 | 0 | 0
SN | Shaanxi Yuyang Aoteng solar farm | solar_photovoltaic | 493 | 1 | 0 | 1 | 0 | 0 | 0 | 0 | 0 | 0 | 0 | 0 | 0 | 1 | 1 | 0 | 50 | 1 | 50 | 0 | 0 | 0 | 0 | 0 |  | 0 | 1 | 1 | 1 | 1 | 0 | 0
SN | Shaanxi Yuyang Bulanghe (Xinye) solar farm | solar_photovoltaic | 494 | 1 | 0 | 1 | 0 | 0 | 0 | 0 | 0 | 0 | 0 | 0 | 0 | 1 | 1 | 0 | 50 | 1 | 50 | 0 | 0 | 0 | 0 | 0 |  | 0 | 1 | 1 | 1 | 1 | 0 | 0
SN | Shaanxi Yuyang Dabaodang Dongtou solar farm | solar_photovoltaic | 495 | 1 | 0 | 1 | 0 | 0 | 0 | 0 | 0 | 0 | 0 | 0 | 0 | 1 | 1 | 0 | 100 | 1 | 100 | 0 | 0 | 0 | 0 | 0 |  | 0 | 1 | 1 | 1 | 1 | 0 | 0
SN | Shaanxi Yuyang District Yanglaoda solar farm | solar_photovoltaic | 496 | 1 | 0 | 1 | 0 | 0 | 0 | 0 | 0 | 0 | 0 | 0 | 0 | 1 | 1 | 0 | 50 | 1 | 50 | 0 | 0 | 0 | 0 | 0 |  | 0 | 1 | 1 | 1 | 1 | 0 | 0
SN | Shaanxi Yuyang Huadian solar farm | solar_photovoltaic | 497 | 1 | 0 | 1 | 0 | 0 | 0 | 0 | 0 | 0 | 0 | 0 | 0 | 1 | 1 | 0 | 50 | 1 | 50 | 0 | 0 | 0 | 0 | 0 |  | 0 | 1 | 1 | 1 | 1 | 0 | 0
SN | Shaanxi Yuyang Huiteng solar farm | solar_photovoltaic | 498 | 1 | 0 | 1 | 0 | 0 | 0 | 0 | 0 | 0 | 0 | 0 | 0 | 1 | 1 | 0 | 50 | 1 | 50 | 0 | 0 | 0 | 0 | 0 |  | 0 | 1 | 1 | 1 | 1 | 0 | 0
SN | Shaanxi Yuyang Mengjiawan (Huaneng) 50 MW solar farm | solar_photovoltaic | 499 | 1 | 0 | 1 | 0 | 0 | 0 | 0 | 0 | 0 | 0 | 0 | 0 | 1 | 1 | 0 | 50 | 1 | 50 | 0 | 0 | 0 | 0 | 0 |  | 0 | 1 | 1 | 1 | 1 | 0 | 0
SN | Shaanxi Yuyang Mengjiawan Huadian solar power plant | solar_photovoltaic | 500 | 1 | 0 | 1 | 0 | 0 | 0 | 0 | 0 | 0 | 0 | 0 | 0 | 1 | 1 | 0 | 50 | 1 | 50 | 0 | 0 | 0 | 0 | 0 |  | 0 | 1 | 1 | 1 | 1 | 0 | 0
SN | Shaanxi Yuyang Mengjiawan Huaneng solar power plant | solar_photovoltaic | 501 | 1 | 0 | 1 | 0 | 0 | 0 | 0 | 0 | 0 | 0 | 0 | 0 | 1 | 1 | 0 | 150 | 1 | 150 | 0 | 0 | 0 | 0 | 0 |  | 0 | 1 | 1 | 1 | 1 | 0 | 0
SN | Shaanxi Yuyang Mengjiawan Xuguang solar farm | solar_photovoltaic | 502 | 1 | 0 | 1 | 0 | 0 | 0 | 0 | 0 | 0 | 0 | 0 | 0 | 1 | 1 | 0 | 30 | 1 | 30 | 0 | 0 | 0 | 0 | 0 |  | 0 | 1 | 1 | 1 | 1 | 0 | 0
SN | Shaanxi Yuyang Xiaohaotu Jiadangcaimingcun solar farm | solar_photovoltaic | 503 | 1 | 0 | 1 | 0 | 0 | 0 | 0 | 0 | 0 | 0 | 0 | 0 | 1 | 1 | 0 | 100 | 1 | 100 | 0 | 0 | 0 | 0 | 0 |  | 0 | 1 | 1 | 1 | 1 | 0 | 0
SN | Shaanxi Yuyang Xiehe solar farm Phase 1 | solar_photovoltaic | 504 | 1 | 0 | 1 | 0 | 0 | 0 | 0 | 0 | 0 | 0 | 0 | 0 | 1 | 1 | 0 | 50 | 1 | 50 | 0 | 0 | 0 | 0 | 0 |  | 0 | 1 | 1 | 1 | 1 | 0 | 0
SN | Shaanxi Yuyang Xiehe solar farm Phase 2 | solar_photovoltaic | 505 | 1 | 0 | 1 | 0 | 0 | 0 | 0 | 0 | 0 | 0 | 0 | 0 | 1 | 1 | 0 | 50 | 1 | 50 | 0 | 0 | 0 | 0 | 0 |  | 0 | 1 | 1 | 1 | 1 | 0 | 0
SN | Shaanxi Zhouzhi Xi'an BYD Electronics Comprehensive Smart Energy Project solar project | solar_photovoltaic | 506 | 1 | 0 | 1 | 0 | 0 | 0 | 0 | 0 | 0 | 0 | 0 | 0 | 1 | 1 | 0 | 5.7 | 1 | 5.7 | 0 | 0 | 0 | 0 | 0 |  | 0 | 1 | 1 | 1 | 1 | 0 | 0
SN | Shangluo I solar project | solar_photovoltaic | 507 | 1 | 0 | 1 | 0 | 0 | 0 | 0 | 0 | 0 | 0 | 0 | 0 | 1 | 1 | 0 | 2.7 | 1 | 2.7 | 0 | 0 | 0 | 0 | 0 |  | 0 | 1 | 1 | 1 | 1 | 0 | 0
SN | Shangluo II solar project | solar_photovoltaic | 508 | 1 | 0 | 1 | 0 | 0 | 0 | 0 | 0 | 0 | 0 | 0 | 0 | 1 | 1 | 0 | 1.2 | 1 | 1.2 | 0 | 0 | 0 | 0 | 0 |  | 0 | 1 | 1 | 1 | 1 | 0 | 0
SN | Shangluo Qingshan Lushui solar project | solar_photovoltaic | 509 | 1 | 0 | 1 | 0 | 0 | 0 | 0 | 0 | 0 | 0 | 0 | 0 | 1 | 1 | 0 | 1 | 1 | 1 | 0 | 0 | 0 | 0 | 0 |  | 0 | 1 | 1 | 1 | 1 | 0 | 0
SN | Shangluo Siyi Energy Technology Shangzhou District solar project | solar_photovoltaic | 510 | 1 | 0 | 1 | 0 | 0 | 0 | 0 | 0 | 0 | 0 | 0 | 0 | 1 | 1 | 0 | 6 | 1 | 6 | 0 | 0 | 0 | 0 | 0 |  | 0 | 1 | 1 | 1 | 1 | 0 | 0
SN | Shanyang County Rongrun Ecological Agriculture solar project | solar_photovoltaic | 511 | 1 | 0 | 1 | 0 | 0 | 0 | 0 | 0 | 0 | 0 | 0 | 0 | 1 | 1 | 0 | 1.5 | 1 | 1.5 | 0 | 0 | 0 | 0 | 0 |  | 0 | 1 | 1 | 1 | 1 | 0 | 0
SN | Shanyang County Zhongbang Energy Technology solar project | solar_photovoltaic | 512 | 1 | 0 | 1 | 0 | 0 | 0 | 0 | 0 | 0 | 0 | 0 | 0 | 1 | 1 | 0 | 1.5 | 1 | 1.5 | 0 | 0 | 0 | 0 | 0 |  | 0 | 1 | 1 | 1 | 1 | 0 | 0
SN | Tongchuan New District Xinsheng New Energy I solar project | solar_photovoltaic | 513 | 1 | 0 | 1 | 0 | 0 | 0 | 0 | 0 | 0 | 0 | 0 | 0 | 1 | 1 | 0 | 1.2 | 1 | 1.2 | 0 | 0 | 0 | 0 | 0 |  | 0 | 1 | 1 | 1 | 1 | 0 | 0
SN | Tongchuan New District Xinsheng New Energy II solar project | solar_photovoltaic | 514 | 1 | 0 | 1 | 0 | 0 | 0 | 0 | 0 | 0 | 0 | 0 | 0 | 1 | 1 | 0 | 1.2 | 1 | 1.2 | 0 | 0 | 0 | 0 | 0 |  | 0 | 1 | 1 | 1 | 1 | 0 | 0
SN | Weifu Energy solar project | solar_photovoltaic | 515 | 1 | 0 | 1 | 0 | 0 | 0 | 0 | 0 | 0 | 0 | 0 | 0 | 1 | 1 | 0 | 1 | 1 | 1 | 0 | 0 | 0 | 0 | 0 |  | 0 | 1 | 1 | 1 | 1 | 0 | 0
SN | Weinan Everbright Agricultural Trade City solar project | solar_photovoltaic | 516 | 1 | 0 | 1 | 0 | 0 | 0 | 0 | 0 | 0 | 0 | 0 | 0 | 1 | 1 | 0 | 2 | 1 | 2 | 0 | 0 | 0 | 0 | 0 |  | 0 | 1 | 1 | 1 | 1 | 0 | 0
SN | Weinan Huaping New Energy solar project | solar_photovoltaic | 517 | 1 | 0 | 1 | 0 | 0 | 0 | 0 | 0 | 0 | 0 | 0 | 0 | 1 | 1 | 0 | 5.5 | 1 | 5.5 | 0 | 0 | 0 | 0 | 0 |  | 0 | 1 | 1 | 1 | 1 | 0 | 0
SN | Weinan Rifeng solar project | solar_photovoltaic | 518 | 1 | 0 | 1 | 0 | 0 | 0 | 0 | 0 | 0 | 0 | 0 | 0 | 1 | 1 | 0 | 3.8 | 1 | 3.8 | 0 | 0 | 0 | 0 | 0 |  | 0 | 1 | 1 | 1 | 1 | 0 | 0
SN | Xi'an Export Processing Zone solar project | solar_photovoltaic | 519 | 1 | 0 | 1 | 0 | 0 | 0 | 0 | 0 | 0 | 0 | 0 | 0 | 1 | 1 | 0 | 1.6 | 1 | 1.6 | 0 | 0 | 0 | 0 | 0 |  | 0 | 1 | 1 | 1 | 1 | 0 | 0
SN | Xi'an Guangcheng Electricity Sales solar project | solar_photovoltaic | 520 | 1 | 0 | 1 | 0 | 0 | 0 | 0 | 0 | 0 | 0 | 0 | 0 | 1 | 1 | 0 | 2.1 | 1 | 2.1 | 0 | 0 | 0 | 0 | 0 |  | 0 | 1 | 1 | 1 | 1 | 0 | 0
SN | Xi'an Heating Corporation Weishui Heating solar project | solar_photovoltaic | 521 | 1 | 0 | 1 | 0 | 0 | 0 | 0 | 0 | 0 | 0 | 0 | 0 | 1 | 1 | 0 | 1.2 | 1 | 1.2 | 0 | 0 | 0 | 0 | 0 |  | 0 | 1 | 1 | 1 | 1 | 0 | 0
SN | Xi'an Heavy Industry Equipment Group I solar project | solar_photovoltaic | 522 | 1 | 0 | 1 | 0 | 0 | 0 | 0 | 0 | 0 | 0 | 0 | 0 | 1 | 1 | 0 | 9.9 | 1 | 9.9 | 0 | 0 | 0 | 0 | 0 |  | 0 | 1 | 1 | 1 | 1 | 0 | 0
SN | Xi'an Heavy Industry Equipment Group II solar project | solar_photovoltaic | 523 | 1 | 0 | 1 | 0 | 0 | 0 | 0 | 0 | 0 | 0 | 0 | 0 | 1 | 1 | 0 | 9.9 | 1 | 9.9 | 0 | 0 | 0 | 0 | 0 |  | 0 | 1 | 1 | 1 | 1 | 0 | 0
SN | Xi'an Jianxi New Energy Technology solar project | solar_photovoltaic | 524 | 1 | 0 | 1 | 0 | 0 | 0 | 0 | 0 | 0 | 0 | 0 | 0 | 1 | 1 | 0 | 5.9 | 1 | 5.9 | 0 | 0 | 0 | 0 | 0 |  | 0 | 1 | 1 | 1 | 1 | 0 | 0
SN | Xi'an Lejing Photovoltaic Energy I solar project | solar_photovoltaic | 525 | 1 | 0 | 1 | 0 | 0 | 0 | 0 | 0 | 0 | 0 | 0 | 0 | 1 | 1 | 0 | 3.4 | 1 | 3.4 | 0 | 0 | 0 | 0 | 0 |  | 0 | 1 | 1 | 1 | 1 | 0 | 0
SN | Xi'an Lejing Photovoltaic Energy II solar project | solar_photovoltaic | 526 | 1 | 0 | 1 | 0 | 0 | 0 | 0 | 0 | 0 | 0 | 0 | 0 | 1 | 1 | 0 | 2.4 | 1 | 2.4 | 0 | 0 | 0 | 0 | 0 |  | 0 | 1 | 1 | 1 | 1 | 0 | 0
SN | Xi'an Letian Photovoltaic Energy I solar project | solar_photovoltaic | 527 | 1 | 0 | 1 | 0 | 0 | 0 | 0 | 0 | 0 | 0 | 0 | 0 | 1 | 1 | 0 | 5.2 | 1 | 5.2 | 0 | 0 | 0 | 0 | 0 |  | 0 | 1 | 1 | 1 | 1 | 0 | 0
SN | Xi'an Letian Photovoltaic Energy II solar project | solar_photovoltaic | 528 | 1 | 0 | 1 | 0 | 0 | 0 | 0 | 0 | 0 | 0 | 0 | 0 | 1 | 1 | 0 | 7.3 | 1 | 7.3 | 0 | 0 | 0 | 0 | 0 |  | 0 | 1 | 1 | 1 | 1 | 0 | 0
SN | Xi'an Leye Anfang Photovoltaic Energy solar project | solar_photovoltaic | 529 | 1 | 0 | 1 | 0 | 0 | 0 | 0 | 0 | 0 | 0 | 0 | 0 | 1 | 1 | 0 | 8.6 | 1 | 8.6 | 0 | 0 | 0 | 0 | 0 |  | 0 | 1 | 1 | 1 | 1 | 0 | 0
SN | Xi'an solar project | solar_photovoltaic | 530 | 1 | 0 | 1 | 0 | 0 | 0 | 0 | 0 | 0 | 0 | 0 | 0 | 1 | 1 | 0 | 2.3 | 1 | 2.3 | 0 | 0 | 0 | 0 | 0 |  | 0 | 1 | 1 | 1 | 1 | 0 | 0
SN | Xi'an Xinglvfu Energy solar project | solar_photovoltaic | 531 | 1 | 0 | 1 | 0 | 0 | 0 | 0 | 0 | 0 | 0 | 0 | 0 | 1 | 1 | 0 | 4.6 | 1 | 4.6 | 0 | 0 | 0 | 0 | 0 |  | 0 | 1 | 1 | 1 | 1 | 0 | 0
SN | Xi'an Xudong New Energy Technology solar project | solar_photovoltaic | 532 | 1 | 0 | 1 | 0 | 0 | 0 | 0 | 0 | 0 | 0 | 0 | 0 | 1 | 1 | 0 | 9.8 | 1 | 9.8 | 0 | 0 | 0 | 0 | 0 |  | 0 | 1 | 1 | 1 | 1 | 0 | 0
SN | Xi'an Yafuneng Solar Power solar project | solar_photovoltaic | 533 | 1 | 0 | 1 | 0 | 0 | 0 | 0 | 0 | 0 | 0 | 0 | 0 | 1 | 1 | 0 | 5.2 | 1 | 5.2 | 0 | 0 | 0 | 0 | 0 |  | 0 | 1 | 1 | 1 | 1 | 0 | 0
SN | Xi'an Zhengfeng New Energy Technology solar project | solar_photovoltaic | 534 | 1 | 0 | 1 | 0 | 0 | 0 | 0 | 0 | 0 | 0 | 0 | 0 | 1 | 1 | 0 | 1.2 | 1 | 1.2 | 0 | 0 | 0 | 0 | 0 |  | 0 | 1 | 1 | 1 | 1 | 0 | 0
SN | Xiangyang Aerospace solar project | solar_photovoltaic | 535 | 1 | 0 | 1 | 0 | 0 | 0 | 0 | 0 | 0 | 0 | 0 | 0 | 1 | 1 | 0 | 3.2 | 1 | 3.2 | 0 | 0 | 0 | 0 | 0 |  | 0 | 1 | 1 | 1 | 1 | 0 | 0
SN | Xianyang Chint Shaanxi Chint Cable solar project | solar_photovoltaic | 536 | 1 | 0 | 1 | 0 | 0 | 0 | 0 | 0 | 0 | 0 | 0 | 0 | 1 | 1 | 0 | 3.5 | 1 | 3.5 | 0 | 0 | 0 | 0 | 0 |  | 0 | 1 | 1 | 1 | 1 | 0 | 0
SN | Xianyang Chint Shaanxi Chint Intelligent Electric solar project | solar_photovoltaic | 537 | 1 | 0 | 1 | 0 | 0 | 0 | 0 | 0 | 0 | 0 | 0 | 0 | 1 | 1 | 0 | 2.4 | 1 | 2.4 | 0 | 0 | 0 | 0 | 0 |  | 0 | 1 | 1 | 1 | 1 | 0 | 0
SN | Xianyang Elite Energy solar project | solar_photovoltaic | 538 | 1 | 0 | 1 | 0 | 0 | 0 | 0 | 0 | 0 | 0 | 0 | 0 | 1 | 1 | 0 | 15.5 | 1 | 15.5 | 0 | 0 | 0 | 0 | 0 |  | 0 | 1 | 1 | 1 | 1 | 0 | 0
SN | Xianyang Tiancheng Titanium solar project | solar_photovoltaic | 539 | 1 | 0 | 1 | 0 | 0 | 0 | 0 | 0 | 0 | 0 | 0 | 0 | 1 | 1 | 0 | 2.2 | 1 | 2.2 | 0 | 0 | 0 | 0 | 0 |  | 0 | 1 | 1 | 1 | 1 | 0 | 0
SN | Yan'an Yanyang New Energy Technology solar project | solar_photovoltaic | 540 | 1 | 0 | 1 | 0 | 0 | 0 | 0 | 0 | 0 | 0 | 0 | 0 | 1 | 1 | 0 | 1 | 1 | 1 | 0 | 0 | 0 | 0 | 0 |  | 0 | 1 | 1 | 1 | 1 | 0 | 0
SN | Yanchuan County poverty alleviation solar project | solar_photovoltaic | 541 | 1 | 0 | 1 | 0 | 0 | 0 | 0 | 0 | 0 | 0 | 0 | 0 | 1 | 1 | 0 | 10.8 | 1 | 10.8 | 0 | 0 | 0 | 0 | 0 |  | 0 | 1 | 1 | 1 | 1 | 0 | 0
SN | Yijun Water Plant solar project | solar_photovoltaic | 542 | 1 | 0 | 1 | 0 | 0 | 0 | 0 | 0 | 0 | 0 | 0 | 0 | 1 | 1 | 0 | 1.5 | 1 | 1.5 | 0 | 0 | 0 | 0 | 0 |  | 0 | 1 | 1 | 1 | 1 | 0 | 0
SN | Yuandun County solar project | solar_photovoltaic | 543 | 1 | 0 | 1 | 0 | 0 | 0 | 0 | 0 | 0 | 0 | 0 | 0 | 1 | 1 | 0 | 1 | 1 | 1 | 0 | 0 | 0 | 0 | 0 |  | 0 | 1 | 1 | 1 | 1 | 0 | 0
SN | Zhen'an agricultural and photovoltaic complementary solar project | solar_photovoltaic | 544 | 1 | 0 | 1 | 0 | 0 | 0 | 0 | 0 | 0 | 0 | 0 | 0 | 1 | 1 | 0 | 6 | 1 | 6 | 0 | 0 | 0 | 0 | 0 |  | 0 | 1 | 1 | 1 | 1 | 0 | 0
SN | Zhuanjing G solar project | solar_photovoltaic | 545 | 1 | 0 | 1 | 0 | 0 | 0 | 0 | 0 | 0 | 0 | 0 | 0 | 1 | 1 | 0 | 15 | 1 | 15 | 0 | 0 | 0 | 0 | 0 |  | 0 | 1 | 1 | 1 | 1 | 0 | 0
SN | Hebei Guohua Shenmu Xiejiapu wind farm | onshore_wind_turbine | 546 | 1 | 0 | 0 | 0 | 0 | 0 | 1 | 0 | 0 | 0 | 0 | 0 | 1 | 1 | 0 | 160.7 | 1 | 160.7 | 0 | 0 | 0 | 0 | 0 |  | 0 | 1 | 1 | 1 | 1 | 0 | 0
SN | Shaanxi - Hebei Power Export Fugu (Deyuan) wind farm | onshore_wind_turbine | 547 | 1 | 0 | 0 | 0 | 0 | 0 | 1 | 0 | 0 | 0 | 0 | 0 | 1 | 1 | 0 | 200 | 1 | 200 | 0 | 0 | 0 | 0 | 0 |  | 0 | 1 | 1 | 1 | 1 | 0 | 0
SN | Shaanxi - Hebei Power Export Shenmu (Sany) wind farm | onshore_wind_turbine | 548 | 1 | 0 | 0 | 0 | 0 | 0 | 1 | 0 | 0 | 0 | 0 | 0 | 1 | 1 | 0 | 200 | 1 | 200 | 0 | 0 | 0 | 0 | 0 |  | 0 | 1 | 1 | 1 | 1 | 0 | 0
SN | Shaanxi - Hubei Power Export Jingbian Wangquze wind farm | onshore_wind_turbine | 549 | 1 | 0 | 0 | 0 | 0 | 0 | 1 | 0 | 0 | 0 | 0 | 0 | 1 | 1 | 0 | 100 | 1 | 100 | 0 | 0 | 0 | 0 | 0 |  | 0 | 1 | 1 | 1 | 1 | 0 | 0
SN | Shaanxi - Hubei Power Export Yanchuan (Three Gorges) wind farm | onshore_wind_turbine | 550 | 1 | 0 | 0 | 0 | 0 | 0 | 1 | 0 | 0 | 0 | 0 | 0 | 1 | 1 | 0 | 200 | 1 | 200 | 0 | 0 | 0 | 0 | 0 |  | 0 | 1 | 1 | 1 | 1 | 0 | 0
SN | Shaanxi Ansai District Jianhua Distributed wind farm | onshore_wind_turbine | 551 | 1 | 0 | 0 | 0 | 0 | 0 | 1 | 0 | 0 | 0 | 0 | 0 | 1 | 1 | 0 | 20 | 1 | 20 | 0 | 0 | 0 | 0 | 0 |  | 0 | 1 | 1 | 1 | 1 | 0 | 0
SN | Shaanxi Ansai Huaziping wind farm | onshore_wind_turbine | 552 | 1 | 0 | 0 | 0 | 0 | 0 | 1 | 0 | 0 | 0 | 0 | 0 | 1 | 1 | 0 | 50 | 1 | 50 | 0 | 0 | 0 | 0 | 0 |  | 0 | 1 | 1 | 1 | 1 | 0 | 0
SN | Shaanxi Ansai Jianping wind farm | onshore_wind_turbine | 553 | 1 | 0 | 0 | 0 | 0 | 0 | 1 | 0 | 0 | 0 | 0 | 0 | 1 | 1 | 0 | 50 | 1 | 50 | 0 | 0 | 0 | 0 | 0 |  | 0 | 1 | 1 | 1 | 1 | 0 | 0
SN | Shaanxi Ansai Liandaowan North wind farm | onshore_wind_turbine | 554 | 1 | 0 | 0 | 0 | 0 | 0 | 1 | 0 | 0 | 0 | 0 | 0 | 1 | 1 | 0 | 49.6 | 1 | 49.6 | 0 | 0 | 0 | 0 | 0 |  | 0 | 1 | 1 | 1 | 1 | 0 | 0
SN | Shaanxi Ansai Liandaowan wind farm | onshore_wind_turbine | 555 | 1 | 0 | 0 | 0 | 0 | 0 | 1 | 0 | 0 | 0 | 0 | 0 | 1 | 1 | 0 | 50 | 1 | 50 | 0 | 0 | 0 | 0 | 0 |  | 0 | 1 | 1 | 1 | 1 | 0 | 0
SN | Shaanxi Ansai Wangjiawan wind farm | onshore_wind_turbine | 556 | 1 | 0 | 0 | 0 | 0 | 0 | 1 | 0 | 0 | 0 | 0 | 0 | 1 | 1 | 0 | 50 | 1 | 50 | 0 | 0 | 0 | 0 | 0 |  | 0 | 1 | 1 | 1 | 1 | 0 | 0
SN | Shaanxi Baishui (Huafeng) wind farm | onshore_wind_turbine | 557 | 1 | 0 | 0 | 0 | 0 | 0 | 1 | 0 | 0 | 0 | 0 | 0 | 1 | 1 | 0 | 100 | 1 | 100 | 0 | 0 | 0 | 0 | 0 |  | 0 | 1 | 1 | 1 | 1 | 0 | 0
SN | Shaanxi Baishui Fangshan wind farm | onshore_wind_turbine | 558 | 1 | 0 | 0 | 0 | 0 | 0 | 1 | 0 | 0 | 0 | 0 | 0 | 1 | 1 | 0 | 30 | 1 | 30 | 0 | 0 | 0 | 0 | 0 |  | 0 | 1 | 1 | 1 | 1 | 0 | 0
SN | Shaanxi Baishuixian Xigu wind farm | onshore_wind_turbine | 559 | 1 | 0 | 0 | 0 | 0 | 0 | 1 | 0 | 0 | 0 | 0 | 0 | 1 | 1 | 0 | 50 | 1 | 50 | 0 | 0 | 0 | 0 | 0 |  | 0 | 1 | 1 | 1 | 1 | 0 | 0
SN | Shaanxi Baota Panlong wind farm Phase 1 | onshore_wind_turbine | 560 | 1 | 0 | 0 | 0 | 0 | 0 | 1 | 0 | 0 | 0 | 0 | 0 | 1 | 1 | 0 | 50 | 1 | 50 | 0 | 0 | 0 | 0 | 0 |  | 0 | 1 | 1 | 1 | 1 | 0 | 0
SN | Shaanxi Baota Panlong wind farm Phase 2 | onshore_wind_turbine | 561 | 1 | 0 | 0 | 0 | 0 | 0 | 1 | 0 | 0 | 0 | 0 | 0 | 1 | 1 | 0 | 50 | 1 | 50 | 0 | 0 | 0 | 0 | 0 |  | 0 | 1 | 1 | 1 | 1 | 0 | 0
SN | Shaanxi Chengcheng Chengnan wind farm Wind portion | onshore_wind_turbine | 562 | 1 | 0 | 0 | 0 | 0 | 0 | 1 | 0 | 0 | 0 | 0 | 0 | 1 | 1 | 0 | 50 | 1 | 50 | 0 | 0 | 0 | 0 | 0 |  | 0 | 1 | 1 | 1 | 1 | 0 | 0
SN | Shaanxi Chengcheng Jiaodao Siqian wind farm | onshore_wind_turbine | 563 | 1 | 0 | 0 | 0 | 0 | 0 | 1 | 0 | 0 | 0 | 0 | 0 | 1 | 1 | 0 | 99 | 1 | 99 | 0 | 0 | 0 | 0 | 0 |  | 0 | 1 | 1 | 1 | 1 | 0 | 0
SN | Shaanxi Chengcheng Siqian 50 MW wind farm | onshore_wind_turbine | 564 | 1 | 0 | 0 | 0 | 0 | 0 | 1 | 0 | 0 | 0 | 0 | 0 | 1 | 1 | 0 | 50 | 1 | 50 | 0 | 0 | 0 | 0 | 0 |  | 0 | 1 | 1 | 1 | 1 | 0 | 0
SN | Shaanxi Chengcheng Wangzhuangzhen distributed wind farm | onshore_wind_turbine | 565 | 1 | 0 | 0 | 0 | 0 | 0 | 1 | 0 | 0 | 0 | 0 | 0 | 1 | 1 | 0 | 20 | 1 | 20 | 0 | 0 | 0 | 0 | 0 |  | 0 | 1 | 1 | 1 | 1 | 0 | 0
SN | Shaanxi Chunhua (Huixin) wind farm | onshore_wind_turbine | 566 | 1 | 0 | 0 | 0 | 0 | 0 | 1 | 0 | 0 | 0 | 0 | 0 | 1 | 1 | 0 | 100 | 1 | 100 | 0 | 0 | 0 | 0 | 0 |  | 0 | 1 | 1 | 1 | 1 | 0 | 0
SN | Shaanxi Chunhua wind farm | onshore_wind_turbine | 567 | 1 | 0 | 0 | 0 | 0 | 0 | 1 | 0 | 0 | 0 | 0 | 0 | 1 | 1 | 0 | 100 | 1 | 100 | 0 | 0 | 0 | 0 | 0 |  | 0 | 1 | 1 | 1 | 1 | 0 | 0
SN | Shaanxi Chunhua Zhonglue wind farm | onshore_wind_turbine | 568 | 1 | 0 | 0 | 0 | 0 | 0 | 1 | 0 | 0 | 0 | 0 | 0 | 1 | 1 | 0 | 80 | 1 | 80 | 0 | 0 | 0 | 0 | 0 |  | 0 | 1 | 1 | 1 | 1 | 0 | 0
SN | Shaanxi Dali (Sinopec) Distributed wind farm | onshore_wind_turbine | 569 | 1 | 0 | 0 | 0 | 0 | 0 | 1 | 0 | 0 | 0 | 0 | 0 | 1 | 1 | 0 | 20 | 1 | 20 | 0 | 0 | 0 | 0 | 0 |  | 0 | 1 | 1 | 1 | 1 | 0 | 0
SN | Shaanxi Dali (Weinan Industrial Investment Development) distributed wind farm | onshore_wind_turbine | 570 | 1 | 0 | 0 | 0 | 0 | 0 | 1 | 0 | 0 | 0 | 0 | 0 | 1 | 1 | 0 | 30 | 1 | 30 | 0 | 0 | 0 | 0 | 0 |  | 0 | 1 | 1 | 1 | 1 | 0 | 0
SN | Shaanxi Dali Duanjia Distributed wind farm | onshore_wind_turbine | 571 | 1 | 0 | 0 | 0 | 0 | 0 | 1 | 0 | 0 | 0 | 0 | 0 | 1 | 1 | 0 | 40 | 1 | 40 | 0 | 0 | 0 | 0 | 0 |  | 0 | 1 | 1 | 1 | 1 | 0 | 0
SN | Shaanxi Dali Fanjia Liangyi Distributed wind farm | onshore_wind_turbine | 572 | 1 | 0 | 0 | 0 | 0 | 0 | 1 | 0 | 0 | 0 | 0 | 0 | 1 | 1 | 0 | 30 | 1 | 30 | 0 | 0 | 0 | 0 | 0 |  | 0 | 1 | 1 | 1 | 1 | 0 | 0
SN | Shaanxi Dali Fanjiazhen Distributed wind farm | onshore_wind_turbine | 573 | 1 | 0 | 0 | 0 | 0 | 0 | 1 | 0 | 0 | 0 | 0 | 0 | 1 | 1 | 0 | 20 | 1 | 20 | 0 | 0 | 0 | 0 | 0 |  | 0 | 1 | 1 | 1 | 1 | 0 | 0
SN | Shaanxi Dali Guanchi Distributed wind farm | onshore_wind_turbine | 574 | 1 | 0 | 0 | 0 | 0 | 0 | 1 | 0 | 0 | 0 | 0 | 0 | 1 | 1 | 0 | 30 | 1 | 30 | 0 | 0 | 0 | 0 | 0 |  | 0 | 1 | 1 | 1 | 1 | 0 | 0
SN | Shaanxi Dali Guanchizhen wind farm | onshore_wind_turbine | 575 | 1 | 0 | 0 | 0 | 0 | 0 | 1 | 0 | 0 | 0 | 0 | 0 | 1 | 1 | 0 | 50 | 1 | 50 | 0 | 0 | 0 | 0 | 0 |  | 0 | 1 | 1 | 1 | 1 | 0 | 0
SN | Shaanxi Dali Shuangquan Distributed wind farm | onshore_wind_turbine | 576 | 1 | 0 | 0 | 0 | 0 | 0 | 1 | 0 | 0 | 0 | 0 | 0 | 1 | 1 | 0 | 40 | 1 | 40 | 0 | 0 | 0 | 0 | 0 |  | 0 | 1 | 1 | 1 | 1 | 0 | 0
SN | Shaanxi Dingbian Chenkouzi wind farm | onshore_wind_turbine | 577 | 1 | 0 | 0 | 0 | 0 | 0 | 1 | 0 | 0 | 0 | 0 | 0 | 1 | 1 | 0 | 100 | 1 | 100 | 0 | 0 | 0 | 0 | 0 |  | 0 | 1 | 1 | 1 | 1 | 0 | 0
SN | Shaanxi Dingbian Chenliang wind farm | onshore_wind_turbine | 578 | 1 | 0 | 0 | 0 | 0 | 0 | 1 | 0 | 0 | 0 | 0 | 0 | 1 | 1 | 0 | 49.5 | 1 | 49.5 | 0 | 0 | 0 | 0 | 0 |  | 0 | 1 | 1 | 1 | 1 | 0 | 0
SN | Shaanxi Dingbian Dashawan wind farm | onshore_wind_turbine | 579 | 1 | 0 | 0 | 0 | 0 | 0 | 1 | 0 | 0 | 0 | 0 | 0 | 1 | 1 | 0 | 50 | 1 | 50 | 0 | 0 | 0 | 0 | 0 |  | 0 | 1 | 1 | 1 | 1 | 0 | 0
SN | Shaanxi Dingbian Distributed wind farm | onshore_wind_turbine | 580 | 1 | 0 | 0 | 0 | 0 | 0 | 1 | 0 | 0 | 0 | 0 | 0 | 1 | 1 | 0 | 40 | 1 | 40 | 0 | 0 | 0 | 0 | 0 |  | 0 | 1 | 1 | 1 | 1 | 0 | 0
SN | Shaanxi Dingbian Dongxinzhuang wind farm Phase 1 | onshore_wind_turbine | 581 | 1 | 0 | 0 | 0 | 0 | 0 | 1 | 0 | 0 | 0 | 0 | 0 | 1 | 1 | 0 | 50 | 1 | 50 | 0 | 0 | 0 | 0 | 0 |  | 0 | 1 | 1 | 1 | 1 | 0 | 0
SN | Shaanxi Dingbian Dongxinzhuang wind farm Phase 2 | onshore_wind_turbine | 582 | 1 | 0 | 0 | 0 | 0 | 0 | 1 | 0 | 0 | 0 | 0 | 0 | 1 | 1 | 0 | 50 | 1 | 50 | 0 | 0 | 0 | 0 | 0 |  | 0 | 1 | 1 | 1 | 1 | 0 | 0
SN | Shaanxi Dingbian Dongxinzhuang wind farm Phase 3 | onshore_wind_turbine | 583 | 1 | 0 | 0 | 0 | 0 | 0 | 1 | 0 | 0 | 0 | 0 | 0 | 1 | 1 | 0 | 30 | 1 | 30 | 0 | 0 | 0 | 0 | 0 |  | 0 | 1 | 1 | 1 | 1 | 0 | 0
SN | Shaanxi Dingbian Dujiagou wind farm Phase 1 | onshore_wind_turbine | 584 | 1 | 0 | 0 | 0 | 0 | 0 | 1 | 0 | 0 | 0 | 0 | 0 | 1 | 1 | 0 | 50 | 1 | 50 | 0 | 0 | 0 | 0 | 0 |  | 0 | 1 | 1 | 1 | 1 | 0 | 0
SN | Shaanxi Dingbian Dujiagou wind farm Phase 2 | onshore_wind_turbine | 585 | 1 | 0 | 0 | 0 | 0 | 0 | 1 | 0 | 0 | 0 | 0 | 0 | 1 | 1 | 0 | 45 | 1 | 45 | 0 | 0 | 0 | 0 | 0 |  | 0 | 1 | 1 | 1 | 1 | 0 | 0
SN | Shaanxi Dingbian Fanshigou wind farm Phase 1 | onshore_wind_turbine | 586 | 1 | 0 | 0 | 0 | 0 | 0 | 1 | 0 | 0 | 0 | 0 | 0 | 1 | 1 | 0 | 50 | 1 | 50 | 0 | 0 | 0 | 0 | 0 |  | 0 | 1 | 1 | 1 | 1 | 0 | 0
SN | Shaanxi Dingbian Fanshigou wind farm Phase 2 | onshore_wind_turbine | 587 | 1 | 0 | 0 | 0 | 0 | 0 | 1 | 0 | 0 | 0 | 0 | 0 | 1 | 1 | 0 | 50 | 1 | 50 | 0 | 0 | 0 | 0 | 0 |  | 0 | 1 | 1 | 1 | 1 | 0 | 0
SN | Shaanxi Dingbian Fanshigou wind farm Phase 3 | onshore_wind_turbine | 588 | 1 | 0 | 0 | 0 | 0 | 0 | 1 | 0 | 0 | 0 | 0 | 0 | 1 | 1 | 0 | 50 | 1 | 50 | 0 | 0 | 0 | 0 | 0 |  | 0 | 1 | 1 | 1 | 1 | 0 | 0
SN | Shaanxi Dingbian Fanshigou wind farm Phase 4 | onshore_wind_turbine | 589 | 1 | 0 | 0 | 0 | 0 | 0 | 1 | 0 | 0 | 0 | 0 | 0 | 1 | 1 | 0 | 50 | 1 | 50 | 0 | 0 | 0 | 0 | 0 |  | 0 | 1 | 1 | 1 | 1 | 0 | 0
SN | Shaanxi Dingbian Fengdikeng wind farm Phase 1 | onshore_wind_turbine | 590 | 1 | 0 | 0 | 0 | 0 | 0 | 1 | 0 | 0 | 0 | 0 | 0 | 1 | 1 | 0 | 50 | 1 | 50 | 0 | 0 | 0 | 0 | 0 |  | 0 | 1 | 1 | 1 | 1 | 0 | 0
SN | Shaanxi Dingbian Fengdikeng wind farm Phase 2 | onshore_wind_turbine | 591 | 1 | 0 | 0 | 0 | 0 | 0 | 1 | 0 | 0 | 0 | 0 | 0 | 1 | 1 | 0 | 50 | 1 | 50 | 0 | 0 | 0 | 0 | 0 |  | 0 | 1 | 1 | 1 | 1 | 0 | 0
SN | Shaanxi Dingbian Guliang wind farm | onshore_wind_turbine | 592 | 1 | 0 | 0 | 0 | 0 | 0 | 1 | 0 | 0 | 0 | 0 | 0 | 1 | 1 | 0 | 102 | 1 | 102 | 0 | 0 | 0 | 0 | 0 |  | 0 | 1 | 1 | 1 | 1 | 0 | 0
SN | Shaanxi Dingbian Haotan wind farm | onshore_wind_turbine | 593 | 1 | 0 | 0 | 0 | 0 | 0 | 1 | 0 | 0 | 0 | 0 | 0 | 1 | 1 | 0 | 50 | 1 | 50 | 0 | 0 | 0 | 0 | 0 |  | 0 | 1 | 1 | 1 | 1 | 0 | 0
SN | Shaanxi Dingbian Hongliugou wind farm | onshore_wind_turbine | 594 | 1 | 0 | 0 | 0 | 0 | 0 | 1 | 0 | 0 | 0 | 0 | 0 | 1 | 1 | 0 | 100 | 1 | 100 | 0 | 0 | 0 | 0 | 0 |  | 0 | 1 | 1 | 1 | 1 | 0 | 0
SN | Shaanxi Dingbian Hujianshan wind farm Phase 1 | onshore_wind_turbine | 595 | 1 | 0 | 0 | 0 | 0 | 0 | 1 | 0 | 0 | 0 | 0 | 0 | 1 | 1 | 0 | 50 | 1 | 50 | 0 | 0 | 0 | 0 | 0 |  | 0 | 1 | 1 | 1 | 1 | 0 | 0
SN | Shaanxi Dingbian Hujianshan wind farm Phase 2 | onshore_wind_turbine | 596 | 1 | 0 | 0 | 0 | 0 | 0 | 1 | 0 | 0 | 0 | 0 | 0 | 1 | 1 | 0 | 50 | 1 | 50 | 0 | 0 | 0 | 0 | 0 |  | 0 | 1 | 1 | 1 | 1 | 0 | 0
SN | Shaanxi Dingbian Huliang wind farm | onshore_wind_turbine | 597 | 1 | 0 | 0 | 0 | 0 | 0 | 1 | 0 | 0 | 0 | 0 | 0 | 1 | 1 | 0 | 50 | 1 | 50 | 0 | 0 | 0 | 0 | 0 |  | 0 | 1 | 1 | 1 | 1 | 0 | 0
SN | Shaanxi Dingbian Jiaoniyao First wind farm | onshore_wind_turbine | 598 | 1 | 0 | 0 | 0 | 0 | 0 | 1 | 0 | 0 | 0 | 0 | 0 | 1 | 1 | 0 | 50 | 1 | 50 | 0 | 0 | 0 | 0 | 0 |  | 0 | 1 | 1 | 1 | 1 | 0 | 0
SN | Shaanxi Dingbian Jiyuan wind farm Phase 1 | onshore_wind_turbine | 599 | 1 | 0 | 0 | 0 | 0 | 0 | 1 | 0 | 0 | 0 | 0 | 0 | 1 | 1 | 0 | 50 | 1 | 50 | 0 | 0 | 0 | 0 | 0 |  | 0 | 1 | 1 | 1 | 1 | 0 | 0
SN | Shaanxi Dingbian Jiyuan wind farm Phase 2 | onshore_wind_turbine | 600 | 1 | 0 | 0 | 0 | 0 | 0 | 1 | 0 | 0 | 0 | 0 | 0 | 1 | 1 | 0 | 50 | 1 | 50 | 0 | 0 | 0 | 0 | 0 |  | 0 | 1 | 1 | 1 | 1 | 0 | 0
SN | Shaanxi Dingbian Langergou wind farm 1 & 2 | onshore_wind_turbine | 601 | 1 | 0 | 0 | 0 | 0 | 0 | 1 | 0 | 0 | 0 | 0 | 0 | 1 | 1 | 0 | 100 | 1 | 100 | 0 | 0 | 0 | 0 | 0 |  | 0 | 1 | 1 | 1 | 1 | 0 | 0
SN | Shaanxi Dingbian Maquanliang wind farm | onshore_wind_turbine | 602 | 1 | 0 | 0 | 0 | 0 | 0 | 1 | 0 | 0 | 0 | 0 | 0 | 1 | 1 | 0 | 50 | 1 | 50 | 0 | 0 | 0 | 0 | 0 |  | 0 | 1 | 1 | 1 | 1 | 0 | 0
SN | Shaanxi Dingbian Mingshuihu wind farm | onshore_wind_turbine | 603 | 1 | 0 | 0 | 0 | 0 | 0 | 1 | 0 | 0 | 0 | 0 | 0 | 1 | 1 | 0 | 100 | 1 | 100 | 0 | 0 | 0 | 0 | 0 |  | 0 | 1 | 1 | 1 | 1 | 0 | 0
SN | Shaanxi Dingbian Nanshan (Huaneng) wind farm | onshore_wind_turbine | 604 | 1 | 0 | 0 | 0 | 0 | 0 | 1 | 0 | 0 | 0 | 0 | 0 | 1 | 1 | 0 | 150 | 1 | 150 | 0 | 0 | 0 | 0 | 0 |  | 0 | 1 | 1 | 1 | 1 | 0 | 0
SN | Shaanxi Dingbian Shuangshan wind farm | onshore_wind_turbine | 605 | 1 | 0 | 0 | 0 | 0 | 0 | 1 | 0 | 0 | 0 | 0 | 0 | 1 | 1 | 0 | 50 | 1 | 50 | 0 | 0 | 0 | 0 | 0 |  | 0 | 1 | 1 | 1 | 1 | 0 | 0
SN | Shaanxi Dingbian Wangjialiang wind farm | onshore_wind_turbine | 606 | 1 | 0 | 0 | 0 | 0 | 0 | 1 | 0 | 0 | 0 | 0 | 0 | 1 | 1 | 0 | 150 | 1 | 150 | 0 | 0 | 0 | 0 | 0 |  | 0 | 1 | 1 | 1 | 1 | 0 | 0
SN | Shaanxi Dingbian Wangpanshan Gaohuochang wind farm | onshore_wind_turbine | 607 | 1 | 0 | 0 | 0 | 0 | 0 | 1 | 0 | 0 | 0 | 0 | 0 | 1 | 1 | 0 | 50 | 1 | 50 | 0 | 0 | 0 | 0 | 0 |  | 0 | 1 | 1 | 1 | 1 | 0 | 0
SN | Shaanxi Dingbian Wangpanshan Yangmaohu wind farm | onshore_wind_turbine | 608 | 1 | 0 | 0 | 0 | 0 | 0 | 1 | 0 | 0 | 0 | 0 | 0 | 1 | 1 | 0 | 50 | 1 | 50 | 0 | 0 | 0 | 0 | 0 |  | 0 | 1 | 1 | 1 | 1 | 0 | 0
SN | Shaanxi Dingbian Wumaozi wind farm | onshore_wind_turbine | 609 | 1 | 0 | 0 | 0 | 0 | 0 | 1 | 0 | 0 | 0 | 0 | 0 | 1 | 1 | 0 | 100 | 1 | 100 | 0 | 0 | 0 | 0 | 0 |  | 0 | 1 | 1 | 1 | 1 | 0 | 0
SN | Shaanxi Dingbian Xin'Anbian wind farm | onshore_wind_turbine | 610 | 1 | 0 | 0 | 0 | 0 | 0 | 1 | 0 | 0 | 0 | 0 | 0 | 1 | 1 | 0 | 51 | 1 | 51 | 0 | 0 | 0 | 0 | 0 |  | 0 | 1 | 1 | 1 | 1 | 0 | 0
SN | Shaanxi Dingbian Xindun wind farm | onshore_wind_turbine | 611 | 1 | 0 | 0 | 0 | 0 | 0 | 1 | 0 | 0 | 0 | 0 | 0 | 1 | 1 | 0 | 100 | 1 | 100 | 0 | 0 | 0 | 0 | 0 |  | 0 | 1 | 1 | 1 | 1 | 0 | 0
SN | Shaanxi Dingbian Xingshuwan wind farm | onshore_wind_turbine | 612 | 1 | 0 | 0 | 0 | 0 | 0 | 1 | 0 | 0 | 0 | 0 | 0 | 1 | 1 | 0 | 50 | 1 | 50 | 0 | 0 | 0 | 0 | 0 |  | 0 | 1 | 1 | 1 | 1 | 0 | 0
SN | Shaanxi Dingbian Xinzhuang wind farm | onshore_wind_turbine | 613 | 1 | 0 | 0 | 0 | 0 | 0 | 1 | 0 | 0 | 0 | 0 | 0 | 1 | 1 | 0 | 100 | 1 | 100 | 0 | 0 | 0 | 0 | 0 |  | 0 | 1 | 1 | 1 | 1 | 0 | 0
SN | Shaanxi Dingbian Xuezhuang wind farm | onshore_wind_turbine | 614 | 1 | 0 | 0 | 0 | 0 | 0 | 1 | 0 | 0 | 0 | 0 | 0 | 1 | 1 | 0 | 50 | 1 | 50 | 0 | 0 | 0 | 0 | 0 |  | 0 | 1 | 1 | 1 | 1 | 0 | 0
SN | Shaanxi Dingbian Xukeng wind farm | onshore_wind_turbine | 615 | 1 | 0 | 0 | 0 | 0 | 0 | 1 | 0 | 0 | 0 | 0 | 0 | 1 | 1 | 0 | 50 | 1 | 50 | 0 | 0 | 0 | 0 | 0 |  | 0 | 1 | 1 | 1 | 1 | 0 | 0
SN | Shaanxi Dingbian Xuxinzhuang wind farm | onshore_wind_turbine | 616 | 1 | 0 | 0 | 0 | 0 | 0 | 1 | 0 | 0 | 0 | 0 | 0 | 1 | 1 | 0 | 100 | 1 | 100 | 0 | 0 | 0 | 0 | 0 |  | 0 | 1 | 1 | 1 | 1 | 0 | 0
SN | Shaanxi Dingbian Yangjing (Huaneng) wind farm Phase 1 | onshore_wind_turbine | 617 | 1 | 0 | 0 | 0 | 0 | 0 | 1 | 0 | 0 | 0 | 0 | 0 | 1 | 1 | 0 | 50 | 1 | 50 | 0 | 0 | 0 | 0 | 0 |  | 0 | 1 | 1 | 1 | 1 | 0 | 0
SN | Shaanxi Dingbian Yangjing (Huaneng) wind farm Phase 2 | onshore_wind_turbine | 618 | 1 | 0 | 0 | 0 | 0 | 0 | 1 | 0 | 0 | 0 | 0 | 0 | 1 | 1 | 0 | 50 | 1 | 50 | 0 | 0 | 0 | 0 | 0 |  | 0 | 1 | 1 | 1 | 1 | 0 | 0
SN | Shaanxi Dingbian Youfangzhuang wind farm Phase 1 | onshore_wind_turbine | 619 | 1 | 0 | 0 | 0 | 0 | 0 | 1 | 0 | 0 | 0 | 0 | 0 | 1 | 1 | 0 | 50 | 1 | 50 | 0 | 0 | 0 | 0 | 0 |  | 0 | 1 | 1 | 1 | 1 | 0 | 0
SN | Shaanxi Dingbian Youfangzhuang wind farm Phase 2 | onshore_wind_turbine | 620 | 1 | 0 | 0 | 0 | 0 | 0 | 1 | 0 | 0 | 0 | 0 | 0 | 1 | 1 | 0 | 50 | 1 | 50 | 0 | 0 | 0 | 0 | 0 |  | 0 | 1 | 1 | 1 | 1 | 0 | 0
SN | Shaanxi Dingbian Zhangjiashan wind farm Phase 1 | onshore_wind_turbine | 621 | 1 | 0 | 0 | 0 | 0 | 0 | 1 | 0 | 0 | 0 | 0 | 0 | 1 | 1 | 0 | 50 | 1 | 50 | 0 | 0 | 0 | 0 | 0 |  | 0 | 1 | 1 | 1 | 1 | 0 | 0
SN | Shaanxi Dingbian Zhangjiashan wind farm Phase 2 | onshore_wind_turbine | 622 | 1 | 0 | 0 | 0 | 0 | 0 | 1 | 0 | 0 | 0 | 0 | 0 | 1 | 1 | 0 | 50 | 1 | 50 | 0 | 0 | 0 | 0 | 0 |  | 0 | 1 | 1 | 1 | 1 | 0 | 0
SN | Shaanxi Dingbian Zhangjiashan wind farm Phase 3 | onshore_wind_turbine | 623 | 1 | 0 | 0 | 0 | 0 | 0 | 1 | 0 | 0 | 0 | 0 | 0 | 1 | 1 | 0 | 50 | 1 | 50 | 0 | 0 | 0 | 0 | 0 |  | 0 | 1 | 1 | 1 | 1 | 0 | 0
SN | Shaanxi Dingbian Zhangjiashan wind farm Phase 4 | onshore_wind_turbine | 624 | 1 | 0 | 0 | 0 | 0 | 0 | 1 | 0 | 0 | 0 | 0 | 0 | 1 | 1 | 0 | 50 | 1 | 50 | 0 | 0 | 0 | 0 | 0 |  | 0 | 1 | 1 | 1 | 1 | 0 | 0
SN | Shaanxi Dingbian Zhangyaoxian wind farm Phase 1 | onshore_wind_turbine | 625 | 1 | 0 | 0 | 0 | 0 | 0 | 1 | 0 | 0 | 0 | 0 | 0 | 1 | 1 | 0 | 50 | 1 | 50 | 0 | 0 | 0 | 0 | 0 |  | 0 | 1 | 1 | 1 | 1 | 0 | 0
SN | Shaanxi Dingbian Zhangyaoxian wind farm Phase 2 | onshore_wind_turbine | 626 | 1 | 0 | 0 | 0 | 0 | 0 | 1 | 0 | 0 | 0 | 0 | 0 | 1 | 1 | 0 | 50 | 1 | 50 | 0 | 0 | 0 | 0 | 0 |  | 0 | 1 | 1 | 1 | 1 | 0 | 0
SN | Shaanxi Dingbian Zhuzhuang wind farm | onshore_wind_turbine | 627 | 1 | 0 | 0 | 0 | 0 | 0 | 1 | 0 | 0 | 0 | 0 | 0 | 1 | 1 | 0 | 50 | 1 | 50 | 0 | 0 | 0 | 0 | 0 |  | 0 | 1 | 1 | 1 | 1 | 0 | 0
SN | Shaanxi Energy Fugu Gushan wind farm | onshore_wind_turbine | 628 | 1 | 0 | 0 | 0 | 0 | 0 | 1 | 0 | 0 | 0 | 0 | 0 | 1 | 1 | 0 | 50 | 1 | 50 | 0 | 0 | 0 | 0 | 0 |  | 0 | 1 | 1 | 1 | 1 | 0 | 0
SN | Shaanxi Energy Junneng wind farm | onshore_wind_turbine | 629 | 1 | 0 | 0 | 0 | 0 | 0 | 1 | 0 | 0 | 0 | 0 | 0 | 1 | 1 | 0 | 10 | 1 | 10 | 0 | 0 | 0 | 0 | 0 |  | 0 | 1 | 1 | 1 | 1 | 0 | 0
SN | Shaanxi Energy Limin wind farm | onshore_wind_turbine | 630 | 1 | 0 | 0 | 0 | 0 | 0 | 1 | 0 | 0 | 0 | 0 | 0 | 1 | 1 | 0 | 20 | 1 | 20 | 0 | 0 | 0 | 0 | 0 |  | 0 | 1 | 1 | 1 | 1 | 0 | 0
SN | Shaanxi Energy Shangtongwan wind farm | onshore_wind_turbine | 631 | 1 | 0 | 0 | 0 | 0 | 0 | 1 | 0 | 0 | 0 | 0 | 0 | 1 | 1 | 0 | 20 | 1 | 20 | 0 | 0 | 0 | 0 | 0 |  | 0 | 1 | 1 | 1 | 1 | 0 | 0
SN | Shaanxi Energy Shimao wind farm | onshore_wind_turbine | 632 | 1 | 0 | 0 | 0 | 0 | 0 | 1 | 0 | 0 | 0 | 0 | 0 | 1 | 1 | 0 | 40 | 1 | 40 | 0 | 0 | 0 | 0 | 0 |  | 0 | 1 | 1 | 1 | 1 | 0 | 0
SN | Shaanxi Energy Taihe wind farm | onshore_wind_turbine | 633 | 1 | 0 | 0 | 0 | 0 | 0 | 1 | 0 | 0 | 0 | 0 | 0 | 1 | 1 | 0 | 80 | 1 | 80 | 0 | 0 | 0 | 0 | 0 |  | 0 | 1 | 1 | 1 | 1 | 0 | 0
SN | Shaanxi Energy Xiaohaotu wind farm Phase 1 | onshore_wind_turbine | 634 | 1 | 0 | 0 | 0 | 0 | 0 | 1 | 0 | 0 | 0 | 0 | 0 | 1 | 1 | 0 | 100 | 1 | 100 | 0 | 0 | 0 | 0 | 0 |  | 0 | 1 | 1 | 1 | 1 | 0 | 0
SN | Shaanxi Energy Xingjiagou wind farm | onshore_wind_turbine | 635 | 1 | 0 | 0 | 0 | 0 | 0 | 1 | 0 | 0 | 0 | 0 | 0 | 1 | 1 | 0 | 50 | 1 | 50 | 0 | 0 | 0 | 0 | 0 |  | 0 | 1 | 1 | 1 | 1 | 0 | 0
SN | Shaanxi Energy Zheshuichuan wind farm | onshore_wind_turbine | 636 | 1 | 0 | 0 | 0 | 0 | 0 | 1 | 0 | 0 | 0 | 0 | 0 | 1 | 1 | 0 | 50 | 1 | 50 | 0 | 0 | 0 | 0 | 0 |  | 0 | 1 | 1 | 1 | 1 | 0 | 0
SN | Shaanxi Energy Zhongjiao wind farm | onshore_wind_turbine | 637 | 1 | 0 | 0 | 0 | 0 | 0 | 1 | 0 | 0 | 0 | 0 | 0 | 1 | 1 | 0 | 50 | 1 | 50 | 0 | 0 | 0 | 0 | 0 |  | 0 | 1 | 1 | 1 | 1 | 0 | 0
SN | Shaanxi Fengxian Dongheqiao wind farm | onshore_wind_turbine | 638 | 1 | 0 | 0 | 0 | 0 | 0 | 1 | 0 | 0 | 0 | 0 | 0 | 1 | 1 | 0 | 45 | 1 | 45 | 0 | 0 | 0 | 0 | 0 |  | 0 | 1 | 1 | 1 | 1 | 0 | 0
SN | Shaanxi Fengxian Longyuan wind farm | onshore_wind_turbine | 639 | 1 | 0 | 0 | 0 | 0 | 0 | 1 | 0 | 0 | 0 | 0 | 0 | 1 | 1 | 0 | 50 | 1 | 50 | 0 | 0 | 0 | 0 | 0 |  | 0 | 1 | 1 | 1 | 1 | 0 | 0
SN | Shaanxi Fengxian Matoutan wind farm | onshore_wind_turbine | 640 | 1 | 0 | 0 | 0 | 0 | 0 | 1 | 0 | 0 | 0 | 0 | 0 | 1 | 1 | 0 | 50 | 1 | 50 | 0 | 0 | 0 | 0 | 0 |  | 0 | 1 | 1 | 1 | 1 | 0 | 0
SN | Shaanxi Fugu (Shaanxi Coal and Chemical) Distributed wind farm | onshore_wind_turbine | 641 | 1 | 0 | 0 | 0 | 0 | 0 | 1 | 0 | 0 | 0 | 0 | 0 | 1 | 1 | 0 | 50.4 | 1 | 50.4 | 0 | 0 | 0 | 0 | 0 |  | 0 | 1 | 1 | 1 | 1 | 0 | 0
SN | Shaanxi Fugu Hazhen wind farm Phase 1 | onshore_wind_turbine | 642 | 1 | 0 | 0 | 0 | 0 | 0 | 1 | 0 | 0 | 0 | 0 | 0 | 1 | 1 | 0 | 50 | 1 | 50 | 0 | 0 | 0 | 0 | 0 |  | 0 | 1 | 1 | 1 | 1 | 0 | 0
SN | Shaanxi Fugu Hazhen wind farm Phase 2 | onshore_wind_turbine | 643 | 1 | 0 | 0 | 0 | 0 | 0 | 1 | 0 | 0 | 0 | 0 | 0 | 1 | 1 | 0 | 50 | 1 | 50 | 0 | 0 | 0 | 0 | 0 |  | 0 | 1 | 1 | 1 | 1 | 0 | 0
SN | Shaanxi Fugu Miaogoumen Distributed wind farm | onshore_wind_turbine | 644 | 1 | 0 | 0 | 0 | 0 | 0 | 1 | 0 | 0 | 0 | 0 | 0 | 1 | 1 | 0 | 48 | 1 | 48 | 0 | 0 | 0 | 0 | 0 |  | 0 | 1 | 1 | 1 | 1 | 0 | 0
SN | Shaanxi Fugu Tianjiazhai wind farm Phase 1 | onshore_wind_turbine | 645 | 1 | 0 | 0 | 0 | 0 | 0 | 1 | 0 | 0 | 0 | 0 | 0 | 1 | 1 | 0 | 50 | 1 | 50 | 0 | 0 | 0 | 0 | 0 |  | 0 | 1 | 1 | 1 | 1 | 0 | 0
SN | Shaanxi Fugu Tianjiazhai wind farm Phase 2 | onshore_wind_turbine | 646 | 1 | 0 | 0 | 0 | 0 | 0 | 1 | 0 | 0 | 0 | 0 | 0 | 1 | 1 | 0 | 50 | 1 | 50 | 0 | 0 | 0 | 0 | 0 |  | 0 | 1 | 1 | 1 | 1 | 0 | 0
SN | Shaanxi Hancheng (Dongxu) Distrib uted wind farm | onshore_wind_turbine | 647 | 1 | 0 | 0 | 0 | 0 | 0 | 1 | 0 | 0 | 0 | 0 | 0 | 1 | 1 | 0 | 20 | 1 | 20 | 0 | 0 | 0 | 0 | 0 |  | 0 | 1 | 1 | 1 | 1 | 0 | 0
SN | Shaanxi Hancheng Runyang wind farm | onshore_wind_turbine | 648 | 1 | 0 | 0 | 0 | 0 | 0 | 1 | 0 | 0 | 0 | 0 | 0 | 1 | 1 | 0 | 50 | 1 | 50 | 0 | 0 | 0 | 0 | 0 |  | 0 | 1 | 1 | 1 | 1 | 0 | 0
SN | Shaanxi Hancheng Zhiyang Distributed wind farm | onshore_wind_turbine | 649 | 1 | 0 | 0 | 0 | 0 | 0 | 1 | 0 | 0 | 0 | 0 | 0 | 1 | 1 | 0 | 20 | 1 | 20 | 0 | 0 | 0 | 0 | 0 |  | 0 | 1 | 1 | 1 | 1 | 0 | 0
SN | Shaanxi Hengshan Diqingyuan wind farm Phase 1 | onshore_wind_turbine | 650 | 1 | 0 | 0 | 0 | 0 | 0 | 1 | 0 | 0 | 0 | 0 | 0 | 1 | 1 | 0 | 50 | 1 | 50 | 0 | 0 | 0 | 0 | 0 |  | 0 | 1 | 1 | 1 | 1 | 0 | 0
SN | Shaanxi Hengshan Diqingyuan wind farm Phase 2 | onshore_wind_turbine | 651 | 1 | 0 | 0 | 0 | 0 | 0 | 1 | 0 | 0 | 0 | 0 | 0 | 1 | 1 | 0 | 50 | 1 | 50 | 0 | 0 | 0 | 0 | 0 |  | 0 | 1 | 1 | 1 | 1 | 0 | 0
SN | Shaanxi Hengshan Distributed wind farms | onshore_wind_turbine | 652 | 1 | 0 | 0 | 0 | 0 | 0 | 1 | 0 | 0 | 0 | 0 | 0 | 1 | 1 | 0 | 20 | 1 | 20 | 0 | 0 | 0 | 0 | 0 |  | 0 | 1 | 1 | 1 | 1 | 0 | 0
SN | Shaanxi Hengshan Distributed wind farms Hancha | onshore_wind_turbine | 653 | 1 | 0 | 0 | 0 | 0 | 0 | 1 | 0 | 0 | 0 | 0 | 0 | 1 | 1 | 0 | 20 | 1 | 20 | 0 | 0 | 0 | 0 | 0 |  | 0 | 1 | 1 | 1 | 1 | 0 | 0
SN | Shaanxi Hengshan Nanta wind farm | onshore_wind_turbine | 654 | 1 | 0 | 0 | 0 | 0 | 0 | 1 | 0 | 0 | 0 | 0 | 0 | 1 | 1 | 0 | 100 | 1 | 100 | 0 | 0 | 0 | 0 | 0 |  | 0 | 1 | 1 | 1 | 1 | 0 | 0
SN | Shaanxi Hengshan Shuangcheng wind farm | onshore_wind_turbine | 655 | 1 | 0 | 0 | 0 | 0 | 0 | 1 | 0 | 0 | 0 | 0 | 0 | 1 | 1 | 0 | 46 | 1 | 46 | 0 | 0 | 0 | 0 | 0 |  | 0 | 1 | 1 | 1 | 1 | 0 | 0
SN | Shaanxi Hengshan Tanan wind farm | onshore_wind_turbine | 656 | 1 | 0 | 0 | 0 | 0 | 0 | 1 | 0 | 0 | 0 | 0 | 0 | 1 | 1 | 0 | 100 | 1 | 100 | 0 | 0 | 0 | 0 | 0 |  | 0 | 1 | 1 | 1 | 1 | 0 | 0
SN | Shaanxi Huaneng Hancheng Yaoxian wind farm | onshore_wind_turbine | 657 | 1 | 0 | 0 | 0 | 0 | 0 | 1 | 0 | 0 | 0 | 0 | 0 | 1 | 1 | 0 | 50 | 1 | 50 | 0 | 0 | 0 | 0 | 0 |  | 0 | 1 | 1 | 1 | 1 | 0 | 0
SN | Shaanxi Huaneng Yulin Fengjiagou wind farm | onshore_wind_turbine | 658 | 1 | 0 | 0 | 0 | 0 | 0 | 1 | 0 | 0 | 0 | 0 | 0 | 1 | 1 | 0 | 30 | 1 | 30 | 0 | 0 | 0 | 0 | 0 |  | 0 | 1 | 1 | 1 | 1 | 0 | 0
SN | Shaanxi Huanglong Jietoumiao wind farm | onshore_wind_turbine | 659 | 1 | 0 | 0 | 0 | 0 | 0 | 1 | 0 | 0 | 0 | 0 | 0 | 1 | 1 | 0 | 50 | 1 | 50 | 0 | 0 | 0 | 0 | 0 |  | 0 | 1 | 1 | 1 | 1 | 0 | 0
SN | Shaanxi Huanglong Jinjiashan wind farm | onshore_wind_turbine | 660 | 1 | 0 | 0 | 0 | 0 | 0 | 1 | 0 | 0 | 0 | 0 | 0 | 1 | 1 | 0 | 50 | 1 | 50 | 0 | 0 | 0 | 0 | 0 |  | 0 | 1 | 1 | 1 | 1 | 0 | 0
SN | Shaanxi Huanglong Yaoxian Dongnanliangcun Distributed wind farm | onshore_wind_turbine | 661 | 1 | 0 | 0 | 0 | 0 | 0 | 1 | 0 | 0 | 0 | 0 | 0 | 1 | 1 | 0 | 30 | 1 | 30 | 0 | 0 | 0 | 0 | 0 |  | 0 | 1 | 1 | 1 | 1 | 0 | 0
SN | Shaanxi Huanglong Yaoxianxiang (Longqing) wind farm | onshore_wind_turbine | 662 | 1 | 0 | 0 | 0 | 0 | 0 | 1 | 0 | 0 | 0 | 0 | 0 | 1 | 1 | 0 | 50 | 1 | 50 | 0 | 0 | 0 | 0 | 0 |  | 0 | 1 | 1 | 1 | 1 | 0 | 0
SN | Shaanxi Huanglong Yaoxianxiang (State Power Investment) wind farm Phase 1 | onshore_wind_turbine | 663 | 1 | 0 | 0 | 0 | 0 | 0 | 1 | 0 | 0 | 0 | 0 | 0 | 1 | 1 | 0 | 50 | 1 | 50 | 0 | 0 | 0 | 0 | 0 |  | 0 | 1 | 1 | 1 | 1 | 0 | 0
SN | Shaanxi Huanglong Yaoxianxiang (State Power Investment) wind farm Phase 2 | onshore_wind_turbine | 664 | 1 | 0 | 0 | 0 | 0 | 0 | 1 | 0 | 0 | 0 | 0 | 0 | 1 | 1 | 0 | 50 | 1 | 50 | 0 | 0 | 0 | 0 | 0 |  | 0 | 1 | 1 | 1 | 1 | 0 | 0
SN | Shaanxi Huayin Mengyuan wind farm Phase 1 | onshore_wind_turbine | 665 | 1 | 0 | 0 | 0 | 0 | 0 | 1 | 0 | 0 | 0 | 0 | 0 | 1 | 1 | 0 | 100 | 1 | 100 | 0 | 0 | 0 | 0 | 0 |  | 0 | 1 | 1 | 1 | 1 | 0 | 0
SN | Shaanxi Jia County Shanggaozhai Distributed wind farm | onshore_wind_turbine | 666 | 1 | 0 | 0 | 0 | 0 | 0 | 1 | 0 | 0 | 0 | 0 | 0 | 1 | 1 | 0 | 20 | 1 | 20 | 0 | 0 | 0 | 0 | 0 |  | 0 | 1 | 1 | 1 | 1 | 0 | 0
SN | Shaanxi Jiaxian Wuzhen wind farm | onshore_wind_turbine | 667 | 1 | 0 | 0 | 0 | 0 | 0 | 1 | 0 | 0 | 0 | 0 | 0 | 1 | 1 | 0 | 50 | 1 | 50 | 0 | 0 | 0 | 0 | 0 |  | 0 | 1 | 1 | 1 | 1 | 0 | 0
SN | Shaanxi Jingbian (Huadian) wind farm | onshore_wind_turbine | 668 | 1 | 0 | 0 | 0 | 0 | 0 | 1 | 0 | 0 | 0 | 0 | 0 | 1 | 1 | 0 | 200 | 1 | 200 | 0 | 0 | 0 | 0 | 0 |  | 0 | 1 | 1 | 1 | 1 | 0 | 0
SN | Shaanxi Jingbian (Huaneng) wind farm | onshore_wind_turbine | 669 | 1 | 0 | 0 | 0 | 0 | 0 | 1 | 0 | 0 | 0 | 0 | 0 | 1 | 1 | 0 | 50 | 1 | 50 | 0 | 0 | 0 | 0 | 0 |  | 0 | 1 | 1 | 1 | 1 | 0 | 0
SN | Shaanxi Jingbian (Luneng) wind farm Phase 1 | onshore_wind_turbine | 670 | 1 | 0 | 0 | 0 | 0 | 0 | 1 | 0 | 0 | 0 | 0 | 0 | 1 | 1 | 0 | 48 | 1 | 48 | 0 | 0 | 0 | 0 | 0 |  | 0 | 1 | 1 | 1 | 1 | 0 | 0
SN | Shaanxi Jingbian Baitianci wind farm Phase 1 | onshore_wind_turbine | 671 | 1 | 0 | 0 | 0 | 0 | 0 | 1 | 0 | 0 | 0 | 0 | 0 | 1 | 1 | 0 | 50 | 1 | 50 | 0 | 0 | 0 | 0 | 0 |  | 0 | 1 | 1 | 1 | 1 | 0 | 0
SN | Shaanxi Jingbian Caoshanliang (Guodian) wind farm | onshore_wind_turbine | 672 | 1 | 0 | 0 | 0 | 0 | 0 | 1 | 0 | 0 | 0 | 0 | 0 | 1 | 1 | 0 | 50 | 1 | 50 | 0 | 0 | 0 | 0 | 0 |  | 0 | 1 | 1 | 1 | 1 | 0 | 0
SN | Shaanxi Jingbian Dongkeng Sishilipu wind farm Phase 1 | onshore_wind_turbine | 673 | 1 | 0 | 0 | 0 | 0 | 0 | 1 | 0 | 0 | 0 | 0 | 0 | 1 | 1 | 0 | 50 | 1 | 50 | 0 | 0 | 0 | 0 | 0 |  | 0 | 1 | 1 | 1 | 1 | 0 | 0
SN | Shaanxi Jingbian Dongkeng Sishilipu wind farm Phase 2 | onshore_wind_turbine | 674 | 1 | 0 | 0 | 0 | 0 | 0 | 1 | 0 | 0 | 0 | 0 | 0 | 1 | 1 | 0 | 50 | 1 | 50 | 0 | 0 | 0 | 0 | 0 |  | 0 | 1 | 1 | 1 | 1 | 0 | 0
SN | Shaanxi Jingbian Gaojiagou wind farm | onshore_wind_turbine | 675 | 1 | 0 | 0 | 0 | 0 | 0 | 1 | 0 | 0 | 0 | 0 | 0 | 1 | 1 | 0 | 50 | 1 | 50 | 0 | 0 | 0 | 0 | 0 |  | 0 | 1 | 1 | 1 | 1 | 0 | 0
SN | Shaanxi Jingbian Jing'an Distributed wind farm | onshore_wind_turbine | 676 | 1 | 0 | 0 | 0 | 0 | 0 | 1 | 0 | 0 | 0 | 0 | 0 | 1 | 1 | 0 | 30 | 1 | 30 | 0 | 0 | 0 | 0 | 0 |  | 0 | 1 | 1 | 1 | 1 | 0 | 0
SN | Shaanxi Jingbian Jishanliang wind farm Phase 1 | onshore_wind_turbine | 677 | 1 | 0 | 0 | 0 | 0 | 0 | 1 | 0 | 0 | 0 | 0 | 0 | 1 | 1 | 0 | 50 | 1 | 50 | 0 | 0 | 0 | 0 | 0 |  | 0 | 1 | 1 | 1 | 1 | 0 | 0
SN | Shaanxi Jingbian Jishanliang wind farm Phase 2 | onshore_wind_turbine | 678 | 1 | 0 | 0 | 0 | 0 | 0 | 1 | 0 | 0 | 0 | 0 | 0 | 1 | 1 | 0 | 50 | 1 | 50 | 0 | 0 | 0 | 0 | 0 |  | 0 | 1 | 1 | 1 | 1 | 0 | 0
SN | Shaanxi Jingbian Jishanliang wind farm Phase 3 | onshore_wind_turbine | 679 | 1 | 0 | 0 | 0 | 0 | 0 | 1 | 0 | 0 | 0 | 0 | 0 | 1 | 1 | 0 | 50 | 1 | 50 | 0 | 0 | 0 | 0 | 0 |  | 0 | 1 | 1 | 1 | 1 | 0 | 0
SN | Shaanxi Jingbian Leijiashan wind farm | onshore_wind_turbine | 680 | 1 | 0 | 0 | 0 | 0 | 0 | 1 | 0 | 0 | 0 | 0 | 0 | 1 | 1 | 0 | 51 | 1 | 51 | 0 | 0 | 0 | 0 | 0 |  | 0 | 1 | 1 | 1 | 1 | 0 | 0
SN | Shaanxi Jingbian Liangjitai wind farm | onshore_wind_turbine | 681 | 1 | 0 | 0 | 0 | 0 | 0 | 1 | 0 | 0 | 0 | 0 | 0 | 1 | 1 | 0 | 51 | 1 | 51 | 0 | 0 | 0 | 0 | 0 |  | 0 | 1 | 1 | 1 | 1 | 0 | 0
SN | Shaanxi Jingbian Lijialiang wind farm Phase 1 | onshore_wind_turbine | 682 | 1 | 0 | 0 | 0 | 0 | 0 | 1 | 0 | 0 | 0 | 0 | 0 | 1 | 1 | 0 | 50 | 1 | 50 | 0 | 0 | 0 | 0 | 0 |  | 0 | 1 | 1 | 1 | 1 | 0 | 0
SN | Shaanxi Jingbian Lijialing wind farm Phase 2 | onshore_wind_turbine | 683 | 1 | 0 | 0 | 0 | 0 | 0 | 1 | 0 | 0 | 0 | 0 | 0 | 1 | 1 | 0 | 50 | 1 | 50 | 0 | 0 | 0 | 0 | 0 |  | 0 | 1 | 1 | 1 | 1 | 0 | 0
SN | Shaanxi Jingbian Longzhou wind farm Phase 1 | onshore_wind_turbine | 684 | 1 | 0 | 0 | 0 | 0 | 0 | 1 | 0 | 0 | 0 | 0 | 0 | 1 | 1 | 0 | 50 | 1 | 50 | 0 | 0 | 0 | 0 | 0 |  | 0 | 1 | 1 | 1 | 1 | 0 | 0
SN | Shaanxi Jingbian Longzhou wind farm Phase 2 | onshore_wind_turbine | 685 | 1 | 0 | 0 | 0 | 0 | 0 | 1 | 0 | 0 | 0 | 0 | 0 | 1 | 1 | 0 | 50 | 1 | 50 | 0 | 0 | 0 | 0 | 0 |  | 0 | 1 | 1 | 1 | 1 | 0 | 0
SN | Shaanxi Jingbian Longzhou wind farm Phase 3 | onshore_wind_turbine | 686 | 1 | 0 | 0 | 0 | 0 | 0 | 1 | 0 | 0 | 0 | 0 | 0 | 1 | 1 | 0 | 50 | 1 | 50 | 0 | 0 | 0 | 0 | 0 |  | 0 | 1 | 1 | 1 | 1 | 0 | 0
SN | Shaanxi Jingbian Longzhou wind farm Phase 4 | onshore_wind_turbine | 687 | 1 | 0 | 0 | 0 | 0 | 0 | 1 | 0 | 0 | 0 | 0 | 0 | 1 | 1 | 0 | 50 | 1 | 50 | 0 | 0 | 0 | 0 | 0 |  | 0 | 1 | 1 | 1 | 1 | 0 | 0
SN | Shaanxi Jingbian Longzhou wind farm Phase 5 | onshore_wind_turbine | 688 | 1 | 0 | 0 | 0 | 0 | 0 | 1 | 0 | 0 | 0 | 0 | 0 | 1 | 1 | 0 | 51 | 1 | 51 | 0 | 0 | 0 | 0 | 0 |  | 0 | 1 | 1 | 1 | 1 | 0 | 0
SN | Shaanxi Jingbian Ma'anshan Distributed wind farm | onshore_wind_turbine | 689 | 1 | 0 | 0 | 0 | 0 | 0 | 1 | 0 | 0 | 0 | 0 | 0 | 1 | 1 | 0 | 20 | 1 | 20 | 0 | 0 | 0 | 0 | 0 |  | 0 | 1 | 1 | 1 | 1 | 0 | 0
SN | Shaanxi Jingbian Ningtiaoliang wind farm Phase 1 | onshore_wind_turbine | 690 | 1 | 0 | 0 | 0 | 0 | 0 | 1 | 0 | 0 | 0 | 0 | 0 | 1 | 1 | 0 | 50 | 1 | 50 | 0 | 0 | 0 | 0 | 0 |  | 0 | 1 | 1 | 1 | 1 | 0 | 0
SN | Shaanxi Jingbian Ningtiaoliang wind farm Phase 2 | onshore_wind_turbine | 691 | 1 | 0 | 0 | 0 | 0 | 0 | 1 | 0 | 0 | 0 | 0 | 0 | 1 | 1 | 0 | 100 | 1 | 100 | 0 | 0 | 0 | 0 | 0 |  | 0 | 1 | 1 | 1 | 1 | 0 | 0
SN | Shaanxi Jingbian Pangpan wind farm | onshore_wind_turbine | 692 | 1 | 0 | 0 | 0 | 0 | 0 | 1 | 0 | 0 | 0 | 0 | 0 | 1 | 1 | 0 | 50 | 1 | 50 | 0 | 0 | 0 | 0 | 0 |  | 0 | 1 | 1 | 1 | 1 | 0 | 0
SN | Shaanxi Jingbian Tianciwan wind farm | onshore_wind_turbine | 693 | 1 | 0 | 0 | 0 | 0 | 0 | 1 | 0 | 0 | 0 | 0 | 0 | 1 | 1 | 0 | 50 | 1 | 50 | 0 | 0 | 0 | 0 | 0 |  | 0 | 1 | 1 | 1 | 1 | 0 | 0
SN | Shaanxi Jingbian Wangquze wind farm Phase 1 | onshore_wind_turbine | 694 | 1 | 0 | 0 | 0 | 0 | 0 | 1 | 0 | 0 | 0 | 0 | 0 | 1 | 1 | 0 | 50 | 1 | 50 | 0 | 0 | 0 | 0 | 0 |  | 0 | 1 | 1 | 1 | 1 | 0 | 0
SN | Shaanxi Jingbian Wangquze wind farm Phase 2 | onshore_wind_turbine | 695 | 1 | 0 | 0 | 0 | 0 | 0 | 1 | 0 | 0 | 0 | 0 | 0 | 1 | 1 | 0 | 50 | 1 | 50 | 0 | 0 | 0 | 0 | 0 |  | 0 | 1 | 1 | 1 | 1 | 0 | 0
SN | Shaanxi Jingbian Xincheng Distributed wind farm | onshore_wind_turbine | 696 | 1 | 0 | 0 | 0 | 0 | 0 | 1 | 0 | 0 | 0 | 0 | 0 | 1 | 1 | 0 | 20 | 1 | 20 | 0 | 0 | 0 | 0 | 0 |  | 0 | 1 | 1 | 1 | 1 | 0 | 0
SN | Shaanxi Jingbian Xindun wind farm | onshore_wind_turbine | 697 | 1 | 0 | 0 | 0 | 0 | 0 | 1 | 0 | 0 | 0 | 0 | 0 | 1 | 1 | 0 | 49 | 1 | 49 | 0 | 0 | 0 | 0 | 0 |  | 0 | 1 | 1 | 1 | 1 | 0 | 0
SN | Shaanxi Jingbian Yandunshan wind farm | onshore_wind_turbine | 698 | 1 | 0 | 0 | 0 | 0 | 0 | 1 | 0 | 0 | 0 | 0 | 0 | 1 | 1 | 0 | 50 | 1 | 50 | 0 | 0 | 0 | 0 | 0 |  | 0 | 1 | 1 | 1 | 1 | 0 | 0
SN | Shaanxi Jingbian Yuanliangshan wind farm | onshore_wind_turbine | 699 | 1 | 0 | 0 | 0 | 0 | 0 | 1 | 0 | 0 | 0 | 0 | 0 | 1 | 1 | 0 | 50 | 1 | 50 | 0 | 0 | 0 | 0 | 0 |  | 0 | 1 | 1 | 1 | 1 | 0 | 0
SN | Shaanxi Jingbian Zuoguashan Distributed wind farm | onshore_wind_turbine | 700 | 1 | 0 | 0 | 0 | 0 | 0 | 1 | 0 | 0 | 0 | 0 | 0 | 1 | 1 | 0 | 49.5 | 1 | 49.5 | 0 | 0 | 0 | 0 | 0 |  | 0 | 1 | 1 | 1 | 1 | 0 | 0
SN | Shaanxi Linyou Jiawangyuan wind farm | onshore_wind_turbine | 701 | 1 | 0 | 0 | 0 | 0 | 0 | 1 | 0 | 0 | 0 | 0 | 0 | 1 | 1 | 0 | 33.5 | 1 | 33.5 | 0 | 0 | 0 | 0 | 0 |  | 0 | 1 | 1 | 1 | 1 | 0 | 0
SN | Shaanxi Linyou Ruilin wind farm | onshore_wind_turbine | 702 | 1 | 0 | 0 | 0 | 0 | 0 | 1 | 0 | 0 | 0 | 0 | 0 | 1 | 1 | 0 | 50 | 1 | 50 | 0 | 0 | 0 | 0 | 0 |  | 0 | 1 | 1 | 1 | 1 | 0 | 0
SN | Shaanxi Longxian Fengtaishan wind farm | onshore_wind_turbine | 703 | 1 | 0 | 0 | 0 | 0 | 0 | 1 | 0 | 0 | 0 | 0 | 0 | 1 | 1 | 0 | 100 | 1 | 100 | 0 | 0 | 0 | 0 | 0 |  | 0 | 1 | 1 | 1 | 1 | 0 | 0
SN | Shaanxi Longxian Guanshan wind farm | onshore_wind_turbine | 704 | 1 | 0 | 0 | 0 | 0 | 0 | 1 | 0 | 0 | 0 | 0 | 0 | 1 | 1 | 0 | 100 | 1 | 100 | 0 | 0 | 0 | 0 | 0 |  | 0 | 1 | 1 | 1 | 1 | 0 | 0
SN | Shaanxi Mizhi Jicha wind farm Phase 1 | onshore_wind_turbine | 705 | 1 | 0 | 0 | 0 | 0 | 0 | 1 | 0 | 0 | 0 | 0 | 0 | 1 | 1 | 0 | 50 | 1 | 50 | 0 | 0 | 0 | 0 | 0 |  | 0 | 1 | 1 | 1 | 1 | 0 | 0
SN | Shaanxi Power Export Ansai (China Nuclear) wind farm | onshore_wind_turbine | 706 | 1 | 0 | 0 | 0 | 0 | 0 | 1 | 0 | 0 | 0 | 0 | 0 | 1 | 1 | 0 | 100 | 1 | 100 | 0 | 0 | 0 | 0 | 0 |  | 0 | 1 | 1 | 1 | 1 | 0 | 0
SN | Shaanxi Power Export Dingbian Baixingzhuang wind farm | onshore_wind_turbine | 707 | 1 | 0 | 0 | 0 | 0 | 0 | 1 | 0 | 0 | 0 | 0 | 0 | 1 | 1 | 0 | 150 | 1 | 150 | 0 | 0 | 0 | 0 | 0 |  | 0 | 1 | 1 | 1 | 1 | 0 | 0
SN | Shaanxi Power Export Jiaxian (China Energy Construction) wind farm | onshore_wind_turbine | 708 | 1 | 0 | 0 | 0 | 0 | 0 | 1 | 0 | 0 | 0 | 0 | 0 | 1 | 1 | 0 | 150 | 1 | 150 | 0 | 0 | 0 | 0 | 0 |  | 0 | 1 | 1 | 1 | 1 | 0 | 0
SN | Shaanxi Power Export Jingbian (Jianghe) wind farm | onshore_wind_turbine | 709 | 1 | 0 | 0 | 0 | 0 | 0 | 1 | 0 | 0 | 0 | 0 | 0 | 1 | 1 | 0 | 100 | 1 | 100 | 0 | 0 | 0 | 0 | 0 |  | 0 | 1 | 1 | 1 | 1 | 0 | 0
SN | Shaanxi Power Export Jingbian Chenghe wind farm | onshore_wind_turbine | 710 | 1 | 0 | 0 | 0 | 0 | 0 | 1 | 0 | 0 | 0 | 0 | 0 | 1 | 1 | 0 | 100 | 1 | 100 | 0 | 0 | 0 | 0 | 0 |  | 0 | 1 | 1 | 1 | 1 | 0 | 0
SN | Shaanxi Power Export Wuqi (Huaneng) wind farm Phase 1 | onshore_wind_turbine | 711 | 1 | 0 | 0 | 0 | 0 | 0 | 1 | 0 | 0 | 0 | 0 | 0 | 1 | 1 | 0 | 150 | 1 | 150 | 0 | 0 | 0 | 0 | 0 |  | 0 | 1 | 1 | 1 | 1 | 0 | 0
SN | Shaanxi Power Export Wuqi (Lan'ao) wind farm Phase 1 | onshore_wind_turbine | 712 | 1 | 0 | 0 | 0 | 0 | 0 | 1 | 0 | 0 | 0 | 0 | 0 | 1 | 1 | 0 | 100 | 1 | 100 | 0 | 0 | 0 | 0 | 0 |  | 0 | 1 | 1 | 1 | 1 | 0 | 0
SN | Shaanxi Power Export Wuqi Wugucheng wind farm Phase 1 | onshore_wind_turbine | 713 | 1 | 0 | 0 | 0 | 0 | 0 | 1 | 0 | 0 | 0 | 0 | 0 | 1 | 1 | 0 | 100 | 1 | 100 | 0 | 0 | 0 | 0 | 0 |  | 0 | 1 | 1 | 1 | 1 | 0 | 0
SN | Shaanxi Power Export Yan'an Jiaokouzhen wind farm Phase 1 | onshore_wind_turbine | 714 | 1 | 0 | 0 | 0 | 0 | 0 | 1 | 0 | 0 | 0 | 0 | 0 | 1 | 1 | 0 | 150 | 1 | 150 | 0 | 0 | 0 | 0 | 0 |  | 0 | 1 | 1 | 1 | 1 | 0 | 0
SN | Shaanxi Pucheng Luobin Distributed wind farm | onshore_wind_turbine | 715 | 1 | 0 | 0 | 0 | 0 | 0 | 1 | 0 | 0 | 0 | 0 | 0 | 1 | 1 | 0 | 40 | 1 | 40 | 0 | 0 | 0 | 0 | 0 |  | 0 | 1 | 1 | 1 | 1 | 0 | 0
SN | Shaanxi Pucheng Qiaoling wind farm | onshore_wind_turbine | 716 | 1 | 0 | 0 | 0 | 0 | 0 | 1 | 0 | 0 | 0 | 0 | 0 | 1 | 1 | 0 | 100 | 1 | 100 | 0 | 0 | 0 | 0 | 0 |  | 0 | 1 | 1 | 1 | 1 | 0 | 0
SN | Shaanxi Qingjian Letangbao Distributed wind farm | onshore_wind_turbine | 717 | 1 | 0 | 0 | 0 | 0 | 0 | 1 | 0 | 0 | 0 | 0 | 0 | 1 | 1 | 0 | 20 | 1 | 20 | 0 | 0 | 0 | 0 | 0 |  | 0 | 1 | 1 | 1 | 1 | 0 | 0
SN | Shaanxi Shenmu Dianta Distributed wind farm | onshore_wind_turbine | 718 | 1 | 0 | 0 | 0 | 0 | 0 | 1 | 0 | 0 | 0 | 0 | 0 | 1 | 1 | 0 | 39.6 | 1 | 39.6 | 0 | 0 | 0 | 0 | 0 |  | 0 | 1 | 1 | 1 | 1 | 0 | 0
SN | Shaanxi Shenmu Dunliang wind farm | onshore_wind_turbine | 719 | 1 | 0 | 0 | 0 | 0 | 0 | 1 | 0 | 0 | 0 | 0 | 0 | 1 | 1 | 0 | 50 | 1 | 50 | 0 | 0 | 0 | 0 | 0 |  | 0 | 1 | 1 | 1 | 1 | 0 | 0
SN | Shaanxi Shenmu Gaojiabao (Huadian) wind farm Phase 1 | onshore_wind_turbine | 720 | 1 | 0 | 0 | 0 | 0 | 0 | 1 | 0 | 0 | 0 | 0 | 0 | 1 | 1 | 0 | 99 | 1 | 99 | 0 | 0 | 0 | 0 | 0 |  | 0 | 1 | 1 | 1 | 1 | 0 | 0
SN | Shaanxi Shenmu Gaojiabao (Huadian) wind farm Phase 2 | onshore_wind_turbine | 721 | 1 | 0 | 0 | 0 | 0 | 0 | 1 | 0 | 0 | 0 | 0 | 0 | 1 | 1 | 0 | 100 | 1 | 100 | 0 | 0 | 0 | 0 | 0 |  | 0 | 1 | 1 | 1 | 1 | 0 | 0
SN | Shaanxi Shenmu Gaojiabao (Huadian) wind farm Phase 3 | onshore_wind_turbine | 722 | 1 | 0 | 0 | 0 | 0 | 0 | 1 | 0 | 0 | 0 | 0 | 0 | 1 | 1 | 0 | 51 | 1 | 51 | 0 | 0 | 0 | 0 | 0 |  | 0 | 1 | 1 | 1 | 1 | 0 | 0
SN | Shaanxi Shenmu Gaojiabao (State Power Investment) wind farm | onshore_wind_turbine | 723 | 1 | 0 | 0 | 0 | 0 | 0 | 1 | 0 | 0 | 0 | 0 | 0 | 1 | 1 | 0 | 90 | 1 | 90 | 0 | 0 | 0 | 0 | 0 |  | 0 | 1 | 1 | 1 | 1 | 0 | 0
SN | Shaanxi Shenmu Xiejiazhai wind farm | onshore_wind_turbine | 724 | 1 | 0 | 0 | 0 | 0 | 0 | 1 | 0 | 0 | 0 | 0 | 0 | 1 | 1 | 0 | 50 | 1 | 50 | 0 | 0 | 0 | 0 | 0 |  | 0 | 1 | 1 | 1 | 1 | 0 | 0
SN | Shaanxi Shenmu Xindunmao wind farm | onshore_wind_turbine | 725 | 1 | 0 | 0 | 0 | 0 | 0 | 1 | 0 | 0 | 0 | 0 | 0 | 1 | 1 | 0 | 50 | 1 | 50 | 0 | 0 | 0 | 0 | 0 |  | 0 | 1 | 1 | 1 | 1 | 0 | 0
SN | Shaanxi Shenmu Zhongji Distributed wind farm | onshore_wind_turbine | 726 | 1 | 0 | 0 | 0 | 0 | 0 | 1 | 0 | 0 | 0 | 0 | 0 | 1 | 1 | 0 | 10 | 1 | 10 | 0 | 0 | 0 | 0 | 0 |  | 0 | 1 | 1 | 1 | 1 | 0 | 0
SN | Shaanxi Shenmu Zhongji wind farm | onshore_wind_turbine | 727 | 1 | 0 | 0 | 0 | 0 | 0 | 1 | 0 | 0 | 0 | 0 | 0 | 1 | 1 | 0 | 50 | 1 | 50 | 0 | 0 | 0 | 0 | 0 |  | 0 | 1 | 1 | 1 | 1 | 0 | 0
SN | Shaanxi Shimashan distributed wind farm | onshore_wind_turbine | 728 | 1 | 0 | 0 | 0 | 0 | 0 | 1 | 0 | 0 | 0 | 0 | 0 | 1 | 1 | 0 | 20 | 1 | 20 | 0 | 0 | 0 | 0 | 0 |  | 0 | 1 | 1 | 1 | 1 | 0 | 0
SN | Shaanxi Suide Zhangjiafeng wind farm Phase 1 | onshore_wind_turbine | 729 | 1 | 0 | 0 | 0 | 0 | 0 | 1 | 0 | 0 | 0 | 0 | 0 | 1 | 1 | 0 | 50 | 1 | 50 | 0 | 0 | 0 | 0 | 0 |  | 0 | 1 | 1 | 1 | 1 | 0 | 0
SN | Shaanxi Tongchuan (Guohua) wind farm Phase 1 | onshore_wind_turbine | 730 | 1 | 0 | 0 | 0 | 0 | 0 | 1 | 0 | 0 | 0 | 0 | 0 | 1 | 1 | 0 | 50 | 1 | 50 | 0 | 0 | 0 | 0 | 0 |  | 0 | 1 | 1 | 1 | 1 | 0 | 0
SN | Shaanxi Tongchuan (Guohua) wind farm Phase 2 | onshore_wind_turbine | 731 | 1 | 0 | 0 | 0 | 0 | 0 | 1 | 0 | 0 | 0 | 0 | 0 | 1 | 1 | 0 | 51 | 1 | 51 | 0 | 0 | 0 | 0 | 0 |  | 0 | 1 | 1 | 1 | 1 | 0 | 0
SN | Shaanxi Tongchuan (Guohua) wind farm Phase 3 | onshore_wind_turbine | 732 | 1 | 0 | 0 | 0 | 0 | 0 | 1 | 0 | 0 | 0 | 0 | 0 | 1 | 1 | 0 | 30 | 1 | 30 | 0 | 0 | 0 | 0 | 0 |  | 0 | 1 | 1 | 1 | 1 | 0 | 0
SN | Shaanxi Tongguan Distributed (China Guangdong Nuclear) wind farm | onshore_wind_turbine | 733 | 1 | 0 | 0 | 0 | 0 | 0 | 1 | 0 | 0 | 0 | 0 | 0 | 1 | 1 | 0 | 28 | 1 | 28 | 0 | 0 | 0 | 0 | 0 |  | 0 | 1 | 1 | 1 | 1 | 0 | 0
SN | Shaanxi Tongguan Gangkou (China Guangdong Nuclear) wind farm | onshore_wind_turbine | 734 | 1 | 0 | 0 | 0 | 0 | 0 | 1 | 0 | 0 | 0 | 0 | 0 | 1 | 1 | 0 | 48 | 1 | 48 | 0 | 0 | 0 | 0 | 0 |  | 0 | 1 | 1 | 1 | 1 | 0 | 0
SN | Shaanxi Tongguan Gangkou (China Resources) wind farm | onshore_wind_turbine | 735 | 1 | 0 | 0 | 0 | 0 | 0 | 1 | 0 | 0 | 0 | 0 | 0 | 1 | 1 | 0 | 50 | 1 | 50 | 0 | 0 | 0 | 0 | 0 |  | 0 | 1 | 1 | 1 | 1 | 0 | 0
SN | Shaanxi Wuqi Baibao wind farm Phase 1 | onshore_wind_turbine | 736 | 1 | 0 | 0 | 0 | 0 | 0 | 1 | 0 | 0 | 0 | 0 | 0 | 1 | 1 | 0 | 50 | 1 | 50 | 0 | 0 | 0 | 0 | 0 |  | 0 | 1 | 1 | 1 | 1 | 0 | 0
SN | Shaanxi Wuqi Baibao wind farm Phase 2 | onshore_wind_turbine | 737 | 1 | 0 | 0 | 0 | 0 | 0 | 1 | 0 | 0 | 0 | 0 | 0 | 1 | 1 | 0 | 50 | 1 | 50 | 0 | 0 | 0 | 0 | 0 |  | 0 | 1 | 1 | 1 | 1 | 0 | 0
SN | Shaanxi Wuqi Changcheng wind farm Phase 1 | onshore_wind_turbine | 738 | 1 | 0 | 0 | 0 | 0 | 0 | 1 | 0 | 0 | 0 | 0 | 0 | 1 | 1 | 0 | 50 | 1 | 50 | 0 | 0 | 0 | 0 | 0 |  | 0 | 1 | 1 | 1 | 1 | 0 | 0
SN | Shaanxi Wuqi Changcheng wind farm Phase 2 | onshore_wind_turbine | 739 | 1 | 0 | 0 | 0 | 0 | 0 | 1 | 0 | 0 | 0 | 0 | 0 | 1 | 1 | 0 | 50 | 1 | 50 | 0 | 0 | 0 | 0 | 0 |  | 0 | 1 | 1 | 1 | 1 | 0 | 0
SN | Shaanxi Wuqi Miaogouzhen Distributed wind farm | onshore_wind_turbine | 740 | 1 | 0 | 0 | 0 | 0 | 0 | 1 | 0 | 0 | 0 | 0 | 0 | 1 | 1 | 0 | 20 | 1 | 20 | 0 | 0 | 0 | 0 | 0 |  | 0 | 1 | 1 | 1 | 1 | 0 | 0
SN | Shaanxi Wuqi Wangwazi wind farm | onshore_wind_turbine | 741 | 1 | 0 | 0 | 0 | 0 | 0 | 1 | 0 | 0 | 0 | 0 | 0 | 1 | 1 | 0 | 50 | 1 | 50 | 0 | 0 | 0 | 0 | 0 |  | 0 | 1 | 1 | 1 | 1 | 0 | 0
SN | Shaanxi Wuqi Wugucheng Distributed wind farm | onshore_wind_turbine | 742 | 1 | 0 | 0 | 0 | 0 | 0 | 1 | 0 | 0 | 0 | 0 | 0 | 1 | 1 | 0 | 48 | 1 | 48 | 0 | 0 | 0 | 0 | 0 |  | 0 | 1 | 1 | 1 | 1 | 0 | 0
SN | Shaanxi Wuqi Wuqizhen Distributed wind farm | onshore_wind_turbine | 743 | 1 | 0 | 0 | 0 | 0 | 0 | 1 | 0 | 0 | 0 | 0 | 0 | 1 | 1 | 0 | 40 | 1 | 40 | 0 | 0 | 0 | 0 | 0 |  | 0 | 1 | 1 | 1 | 1 | 0 | 0
SN | Shaanxi Wuqi Zhouwan wind farm Phase 1 | onshore_wind_turbine | 744 | 1 | 0 | 0 | 0 | 0 | 0 | 1 | 0 | 0 | 0 | 0 | 0 | 1 | 1 | 0 | 50 | 1 | 50 | 0 | 0 | 0 | 0 | 0 |  | 0 | 1 | 1 | 1 | 1 | 0 | 0
SN | Shaanxi Wuqi Zhouwan wind farm Phase 2 | onshore_wind_turbine | 745 | 1 | 0 | 0 | 0 | 0 | 0 | 1 | 0 | 0 | 0 | 0 | 0 | 1 | 1 | 0 | 51 | 1 | 51 | 0 | 0 | 0 | 0 | 0 |  | 0 | 1 | 1 | 1 | 1 | 0 | 0
SN | Shaanxi Wuqi Zhouwan wind farm 3 & 4 | onshore_wind_turbine | 746 | 1 | 0 | 0 | 0 | 0 | 0 | 1 | 0 | 0 | 0 | 0 | 0 | 1 | 1 | 0 | 100 | 1 | 100 | 0 | 0 | 0 | 0 | 0 |  | 0 | 1 | 1 | 1 | 1 | 0 | 0
SN | Shaanxi Xunyi (Fenghe) Distributed wind farm陕西和风分散式风力发电项目 | onshore_wind_turbine | 747 | 1 | 0 | 0 | 0 | 0 | 0 | 1 | 0 | 0 | 0 | 0 | 0 | 1 | 1 | 0 | 19.6 | 1 | 19.6 | 0 | 0 | 0 | 0 | 0 |  | 0 | 1 | 1 | 1 | 1 | 0 | 0
SN | Shaanxi Xunyi (Huadian) wind farm Phase 1 | onshore_wind_turbine | 748 | 1 | 0 | 0 | 0 | 0 | 0 | 1 | 0 | 0 | 0 | 0 | 0 | 1 | 1 | 0 | 50 | 1 | 50 | 0 | 0 | 0 | 0 | 0 |  | 0 | 1 | 1 | 1 | 1 | 0 | 0
SN | Shaanxi Xunyi (Huadian) wind farm Phase 2 | onshore_wind_turbine | 749 | 1 | 0 | 0 | 0 | 0 | 0 | 1 | 0 | 0 | 0 | 0 | 0 | 1 | 1 | 0 | 50 | 1 | 50 | 0 | 0 | 0 | 0 | 0 |  | 0 | 1 | 1 | 1 | 1 | 0 | 0
SN | Shaanxi Xunyi (Shaanxi Coal) wind farm --- | onshore_wind_turbine | 750 | 1 | 0 | 0 | 0 | 0 | 0 | 1 | 0 | 0 | 0 | 0 | 0 | 1 | 1 | 0 | 200 | 1 | 200 | 0 | 0 | 0 | 0 | 0 |  | 0 | 1 | 1 | 1 | 1 | 0 | 0
SN | Shaanxi Xunyi (Xiehe) Distributed wind farm | onshore_wind_turbine | 751 | 1 | 0 | 0 | 0 | 0 | 0 | 1 | 0 | 0 | 0 | 0 | 0 | 1 | 1 | 0 | 20 | 1 | 20 | 0 | 0 | 0 | 0 | 0 |  | 0 | 1 | 1 | 1 | 1 | 0 | 0
SN | Shaanxi Yanchang Leichi wind farm Phase 1 | onshore_wind_turbine | 752 | 1 | 0 | 0 | 0 | 0 | 0 | 1 | 0 | 0 | 0 | 0 | 0 | 1 | 1 | 0 | 50 | 1 | 50 | 0 | 0 | 0 | 0 | 0 |  | 0 | 1 | 1 | 1 | 1 | 0 | 0
SN | Shaanxi Yanchang Leichi wind farm Phase 2 | onshore_wind_turbine | 753 | 1 | 0 | 0 | 0 | 0 | 0 | 1 | 0 | 0 | 0 | 0 | 0 | 1 | 1 | 0 | 50 | 1 | 50 | 0 | 0 | 0 | 0 | 0 |  | 0 | 1 | 1 | 1 | 1 | 0 | 0
SN | Shaanxi Yanchang Leichi wind farm Phase 3 | onshore_wind_turbine | 754 | 1 | 0 | 0 | 0 | 0 | 0 | 1 | 0 | 0 | 0 | 0 | 0 | 1 | 1 | 0 | 51 | 1 | 51 | 0 | 0 | 0 | 0 | 0 |  | 0 | 1 | 1 | 1 | 1 | 0 | 0
SN | Shaanxi Yanglaoda Hengshan wind farm Phase 1 | onshore_wind_turbine | 755 | 1 | 0 | 0 | 0 | 0 | 0 | 1 | 0 | 0 | 0 | 0 | 0 | 1 | 1 | 0 | 50 | 1 | 50 | 0 | 0 | 0 | 0 | 0 |  | 0 | 1 | 1 | 1 | 1 | 0 | 0
SN | Shaanxi Yichuan Hukou wind farm Phase 1 | onshore_wind_turbine | 756 | 1 | 0 | 0 | 0 | 0 | 0 | 1 | 0 | 0 | 0 | 0 | 0 | 1 | 1 | 0 | 50 | 1 | 50 | 0 | 0 | 0 | 0 | 0 |  | 0 | 1 | 1 | 1 | 1 | 0 | 0
SN | Shaanxi Yijun Cangfangping wind farm | onshore_wind_turbine | 757 | 1 | 0 | 0 | 0 | 0 | 0 | 1 | 0 | 0 | 0 | 0 | 0 | 1 | 1 | 0 | 50 | 1 | 50 | 0 | 0 | 0 | 0 | 0 |  | 0 | 1 | 1 | 1 | 1 | 0 | 0
SN | Shaanxi Yuyang Balasu Distributed wind farm | onshore_wind_turbine | 758 | 1 | 0 | 0 | 0 | 0 | 0 | 1 | 0 | 0 | 0 | 0 | 0 | 1 | 1 | 0 | 20 | 1 | 20 | 0 | 0 | 0 | 0 | 0 |  | 0 | 1 | 1 | 1 | 1 | 0 | 0
SN | Shaanxi Yuyang Bulanghe Distributed wind farm | onshore_wind_turbine | 759 | 1 | 0 | 0 | 0 | 0 | 0 | 1 | 0 | 0 | 0 | 0 | 0 | 1 | 1 | 0 | 48 | 1 | 48 | 0 | 0 | 0 | 0 | 0 |  | 0 | 1 | 1 | 1 | 1 | 0 | 0
SN | Shaanxi Yuyang Daotu Distributed wind farm | onshore_wind_turbine | 760 | 1 | 0 | 0 | 0 | 0 | 0 | 1 | 0 | 0 | 0 | 0 | 0 | 1 | 1 | 0 | 10 | 1 | 10 | 0 | 0 | 0 | 0 | 0 |  | 0 | 1 | 1 | 1 | 1 | 0 | 0
SN | Shaanxi Yuyang District (Xiexin) wind farm | onshore_wind_turbine | 761 | 1 | 0 | 0 | 0 | 0 | 0 | 1 | 0 | 0 | 0 | 0 | 0 | 1 | 1 | 0 | 50 | 1 | 50 | 0 | 0 | 0 | 0 | 0 |  | 0 | 1 | 1 | 1 | 1 | 0 | 0
SN | Shaanxi Yuyang Hailiutan Distributed wind farm | onshore_wind_turbine | 762 | 1 | 0 | 0 | 0 | 0 | 0 | 1 | 0 | 0 | 0 | 0 | 0 | 1 | 1 | 0 | 20 | 1 | 20 | 0 | 0 | 0 | 0 | 0 |  | 0 | 1 | 1 | 1 | 1 | 0 | 0
SN | Shaanxi Yuyang Hongdun Distributed wind farm | onshore_wind_turbine | 763 | 1 | 0 | 0 | 0 | 0 | 0 | 1 | 0 | 0 | 0 | 0 | 0 | 1 | 1 | 0 | 20 | 1 | 20 | 0 | 0 | 0 | 0 | 0 |  | 0 | 1 | 1 | 1 | 1 | 0 | 0
SN | Shaanxi Yuyang Liuganhe wind farm Phase 1 | onshore_wind_turbine | 764 | 1 | 0 | 0 | 0 | 0 | 0 | 1 | 0 | 0 | 0 | 0 | 0 | 1 | 1 | 0 | 50 | 1 | 50 | 0 | 0 | 0 | 0 | 0 |  | 0 | 1 | 1 | 1 | 1 | 0 | 0
SN | Shaanxi Yuyang Mahuangliang wind farm | onshore_wind_turbine | 765 | 1 | 0 | 0 | 0 | 0 | 0 | 1 | 0 | 0 | 0 | 0 | 0 | 1 | 1 | 0 | 100 | 1 | 100 | 0 | 0 | 0 | 0 | 0 |  | 0 | 1 | 1 | 1 | 1 | 0 | 0
SN | Shaanxi Yuyang Shiqiao Balasu Distributed wind farm | onshore_wind_turbine | 766 | 1 | 0 | 0 | 0 | 0 | 0 | 1 | 0 | 0 | 0 | 0 | 0 | 1 | 1 | 0 | 48 | 1 | 48 | 0 | 0 | 0 | 0 | 0 |  | 0 | 1 | 1 | 1 | 1 | 0 | 0
SN | Shaanxi Yuyang Xiaohaotu (China Guangdong Nuclear) wind farm | onshore_wind_turbine | 767 | 1 | 0 | 0 | 0 | 0 | 0 | 1 | 0 | 0 | 0 | 0 | 0 | 1 | 1 | 0 | 51 | 1 | 51 | 0 | 0 | 0 | 0 | 0 |  | 0 | 1 | 1 | 1 | 1 | 0 | 0
SN | Shaanxi Yuyang Xiaohaotu (Huadian) wind farm | onshore_wind_turbine | 768 | 1 | 0 | 0 | 0 | 0 | 0 | 1 | 0 | 0 | 0 | 0 | 0 | 1 | 1 | 0 | 50 | 1 | 50 | 0 | 0 | 0 | 0 | 0 |  | 0 | 1 | 1 | 1 | 1 | 0 | 0
SN | Shaanxi Yuyang Xiaohaotu (Shaanxi Energy Investment) wind farm | onshore_wind_turbine | 769 | 1 | 0 | 0 | 0 | 0 | 0 | 1 | 0 | 0 | 0 | 0 | 0 | 1 | 1 | 0 | 100 | 1 | 100 | 0 | 0 | 0 | 0 | 0 |  | 0 | 1 | 1 | 1 | 1 | 0 | 0
SN | Shaanxi Zhidan (Changgao) distributed wind farm | onshore_wind_turbine | 770 | 1 | 0 | 0 | 0 | 0 | 0 | 1 | 0 | 0 | 0 | 0 | 0 | 1 | 1 | 0 | 40 | 1 | 40 | 0 | 0 | 0 | 0 | 0 |  | 0 | 1 | 1 | 1 | 1 | 0 | 0
SN | Shaanxi Zhidan (Datang) wind farm | onshore_wind_turbine | 771 | 1 | 0 | 0 | 0 | 0 | 0 | 1 | 0 | 0 | 0 | 0 | 0 | 1 | 1 | 0 | 100 | 1 | 100 | 0 | 0 | 0 | 0 | 0 |  | 0 | 1 | 1 | 1 | 1 | 0 | 0
SN | Shaanxi Zhidan Nanwan wind farm | onshore_wind_turbine | 772 | 1 | 0 | 0 | 0 | 0 | 0 | 1 | 0 | 0 | 0 | 0 | 0 | 1 | 1 | 0 | 100 | 1 | 100 | 0 | 0 | 0 | 0 | 0 |  | 0 | 1 | 1 | 1 | 1 | 0 | 0
SN | Shaanxi Zhidan Shunning Zhifang distributed wind farm | onshore_wind_turbine | 773 | 1 | 0 | 0 | 0 | 0 | 0 | 1 | 0 | 0 | 0 | 0 | 0 | 1 | 1 | 0 | 44 | 1 | 44 | 0 | 0 | 0 | 0 | 0 |  | 0 | 1 | 1 | 1 | 1 | 0 | 0
SN | Shaanxi Zichang (Huaneng) Yangjuanshan distributed wind farm | onshore_wind_turbine | 774 | 1 | 0 | 0 | 0 | 0 | 0 | 1 | 0 | 0 | 0 | 0 | 0 | 1 | 1 | 0 | 49.8 | 1 | 49.8 | 0 | 0 | 0 | 0 | 0 |  | 0 | 1 | 1 | 1 | 1 | 0 | 0
SN | Shaanxi Zichang Baishansi wind farm Phase 1 | onshore_wind_turbine | 775 | 1 | 0 | 0 | 0 | 0 | 0 | 1 | 0 | 0 | 0 | 0 | 0 | 1 | 1 | 0 | 50 | 1 | 50 | 0 | 0 | 0 | 0 | 0 |  | 0 | 1 | 1 | 1 | 1 | 0 | 0
SN | Shaanxi Zichang Baishansi wind farm Phase 2 | onshore_wind_turbine | 776 | 1 | 0 | 0 | 0 | 0 | 0 | 1 | 0 | 0 | 0 | 0 | 0 | 1 | 1 | 0 | 50 | 1 | 50 | 0 | 0 | 0 | 0 | 0 |  | 0 | 1 | 1 | 1 | 1 | 0 | 0
SN | Shaanxi Zichang Dongfanghong wind farm Phase 1 | onshore_wind_turbine | 777 | 1 | 0 | 0 | 0 | 0 | 0 | 1 | 0 | 0 | 0 | 0 | 0 | 1 | 1 | 0 | 50 | 1 | 50 | 0 | 0 | 0 | 0 | 0 |  | 0 | 1 | 1 | 1 | 1 | 0 | 0
SN | Shaanxi Zichang Dongfanghong wind farm Phase 2 | onshore_wind_turbine | 778 | 1 | 0 | 0 | 0 | 0 | 0 | 1 | 0 | 0 | 0 | 0 | 0 | 1 | 1 | 0 | 50 | 1 | 50 | 0 | 0 | 0 | 0 | 0 |  | 0 | 1 | 1 | 1 | 1 | 0 | 0
SN | Shaanxi Zichang Lijiacha wind farm | onshore_wind_turbine | 779 | 1 | 0 | 0 | 0 | 0 | 0 | 1 | 0 | 0 | 0 | 0 | 0 | 1 | 1 | 0 | 100 | 1 | 100 | 0 | 0 | 0 | 0 | 0 |  | 0 | 1 | 1 | 1 | 1 | 0 | 0
SN | Shaanxi Zichang Nangoucha wind farm | onshore_wind_turbine | 780 | 1 | 0 | 0 | 0 | 0 | 0 | 1 | 0 | 0 | 0 | 0 | 0 | 1 | 1 | 0 | 200 | 1 | 200 | 0 | 0 | 0 | 0 | 0 |  | 0 | 1 | 1 | 1 | 1 | 0 | 0
SN | Shaanxi Zichang Siwan wind farm | onshore_wind_turbine | 781 | 1 | 0 | 0 | 0 | 0 | 0 | 1 | 0 | 0 | 0 | 0 | 0 | 1 | 1 | 0 | 50 | 1 | 50 | 0 | 0 | 0 | 0 | 0 |  | 0 | 1 | 1 | 1 | 1 | 0 | 0
SN | Shaanxi Zichang Tuhe (Huaneng) distributed wind farm | onshore_wind_turbine | 782 | 1 | 0 | 0 | 0 | 0 | 0 | 1 | 0 | 0 | 0 | 0 | 0 | 1 | 1 | 0 | 49.8 | 1 | 49.8 | 0 | 0 | 0 | 0 | 0 |  | 0 | 1 | 1 | 1 | 1 | 0 | 0
SN | Shaanxi Zichang Yujiaping Distributed wind farm | onshore_wind_turbine | 783 | 1 | 0 | 0 | 0 | 0 | 0 | 1 | 0 | 0 | 0 | 0 | 0 | 1 | 1 | 0 | 10 | 1 | 10 | 0 | 0 | 0 | 0 | 0 |  | 0 | 1 | 1 | 1 | 1 | 0 | 0
SN | Yulin Hancha wind farm | onshore_wind_turbine | 784 | 1 | 0 | 0 | 0 | 0 | 0 | 1 | 0 | 0 | 0 | 0 | 0 | 1 | 1 | 0 | 20 | 1 | 20 | 0 | 0 | 0 | 0 | 0 |  | 0 | 1 | 1 | 1 | 1 | 0 | 0
SN | Yulin Jiangjing wind farm | onshore_wind_turbine | 785 | 1 | 0 | 0 | 0 | 0 | 0 | 1 | 0 | 0 | 0 | 0 | 0 | 1 | 1 | 0 | 100 | 1 | 100 | 0 | 0 | 0 | 0 | 0 |  | 0 | 1 | 1 | 1 | 1 | 0 | 0
GS | Baishui River Shiji hydroelectric plant | conventional_hydroelectric | 786 | 2 | 0 | 0 | 0 | 0 | 0 | 0 | 0 | 1 | 0 | 1 | 0 | 0 | 1 | 0 | 32 | 1 | 32 | 32 | 0 | 0 | 0 | 0 |  | 0 | 1 | 1 | 1 | 1 | 0 | 0
GS | Bapanxia hydroelectric plant | conventional_hydroelectric | 787 | 2 | 0 | 0 | 0 | 0 | 0 | 0 | 0 | 1 | 0 | 1 | 0 | 0 | 1 | 0 | 220 | 1 | 220 | 220 | 0 | 0 | 0 | 0 |  | 0 | 1 | 1 | 1 | 1 | 0 | 0
GS | Bikou hydroelectric plant | conventional_hydroelectric | 788 | 2 | 0 | 0 | 0 | 0 | 0 | 0 | 0 | 1 | 0 | 1 | 0 | 0 | 1 | 0 | 300 | 1 | 300 | 300 | 0 | 0 | 0 | 0 |  | 0 | 1 | 1 | 1 | 1 | 0 | 0
GS | Bingling hydroelectric plant | conventional_hydroelectric | 789 | 2 | 0 | 0 | 0 | 0 | 0 | 0 | 0 | 1 | 0 | 1 | 0 | 0 | 1 | 0 | 240 | 1 | 240 | 240 | 0 | 0 | 0 | 0 |  | 0 | 1 | 1 | 1 | 1 | 0 | 0
GS | Chaijiaxia hydroelectric plant | conventional_hydroelectric | 790 | 2 | 0 | 0 | 0 | 0 | 0 | 0 | 0 | 1 | 0 | 1 | 0 | 0 | 1 | 0 | 96 | 1 | 96 | 96 | 0 | 0 | 0 | 0 |  | 0 | 1 | 1 | 1 | 1 | 0 | 0
GS | Chengzigou hydroelectric plant | conventional_hydroelectric | 791 | 2 | 0 | 0 | 0 | 0 | 0 | 0 | 0 | 1 | 0 | 1 | 0 | 0 | 1 | 0 | 115 | 1 | 115 | 115 | 0 | 0 | 0 | 0 |  | 0 | 1 | 1 | 1 | 1 | 0 | 0
GS | Dagushan hydroelectric plant | conventional_hydroelectric | 792 | 2 | 0 | 0 | 0 | 0 | 0 | 0 | 0 | 1 | 0 | 1 | 0 | 0 | 1 | 0 | 65 | 1 | 65 | 65 | 0 | 0 | 0 | 0 |  | 0 | 1 | 1 | 1 | 1 | 0 | 0
GS | Dala River hydroelectric plant | conventional_hydroelectric | 793 | 2 | 0 | 0 | 0 | 0 | 0 | 0 | 0 | 1 | 0 | 1 | 0 | 0 | 1 | 0 | 52 | 1 | 52 | 52 | 0 | 0 | 0 | 0 |  | 0 | 1 | 1 | 1 | 1 | 0 | 0
GS | Daxia hydroelectric plant | conventional_hydroelectric | 794 | 2 | 0 | 0 | 0 | 0 | 0 | 0 | 0 | 1 | 0 | 1 | 0 | 0 | 1 | 0 | 325 | 1 | 325 | 325 | 0 | 0 | 0 | 0 |  | 0 | 1 | 1 | 1 | 1 | 0 | 0
GS | Erlongshan hydroelectric plant | conventional_hydroelectric | 795 | 2 | 0 | 0 | 0 | 0 | 0 | 0 | 0 | 1 | 0 | 1 | 0 | 0 | 1 | 0 | 51 | 1 | 51 | 51 | 0 | 0 | 0 | 0 |  | 0 | 1 | 1 | 1 | 1 | 0 | 0
GS | Gansu Dang River hydroelectric plant | conventional_hydroelectric | 796 | 2 | 0 | 0 | 0 | 0 | 0 | 0 | 0 | 1 | 0 | 1 | 0 | 0 | 1 | 0 | 35 | 1 | 35 | 35 | 0 | 0 | 0 | 0 |  | 0 | 1 | 1 | 1 | 1 | 0 | 0
GS | Gansu Diebu Duoer hydroelectric plant | conventional_hydroelectric | 797 | 2 | 0 | 0 | 0 | 0 | 0 | 0 | 0 | 1 | 0 | 1 | 0 | 0 | 1 | 0 | 32 | 1 | 32 | 32 | 0 | 0 | 0 | 0 |  | 0 | 1 | 1 | 1 | 1 | 0 | 0
GS | Gansu Huangshui Baichuan hydroelectric plant | conventional_hydroelectric | 798 | 2 | 0 | 0 | 0 | 0 | 0 | 0 | 0 | 1 | 0 | 1 | 0 | 0 | 1 | 0 | 36 | 1 | 36 | 36 | 0 | 0 | 0 | 0 |  | 0 | 1 | 1 | 1 | 1 | 0 | 0
GS | Gansu Suoertou hydroelectric plant | conventional_hydroelectric | 799 | 2 | 0 | 0 | 0 | 0 | 0 | 0 | 0 | 1 | 0 | 1 | 0 | 0 | 1 | 0 | 66 | 1 | 66 | 66 | 0 | 0 | 0 | 0 |  | 0 | 1 | 1 | 1 | 1 | 0 | 0
GS | Gansu Tanchang County Shawan hydroelectric plant | conventional_hydroelectric | 800 | 2 | 0 | 0 | 0 | 0 | 0 | 0 | 0 | 1 | 0 | 1 | 0 | 0 | 1 | 0 | 51 | 1 | 51 | 51 | 0 | 0 | 0 | 0 |  | 0 | 1 | 1 | 1 | 1 | 0 | 0
GS | Gansu Taolai River Dongshuixia hydroelectric plant | conventional_hydroelectric | 801 | 2 | 0 | 0 | 0 | 0 | 0 | 0 | 0 | 1 | 0 | 1 | 0 | 0 | 1 | 0 | 53 | 1 | 53 | 53 | 0 | 0 | 0 | 0 |  | 0 | 1 | 1 | 1 | 1 | 0 | 0
GS | Haidianxia hydroelectric plant | conventional_hydroelectric | 802 | 2 | 0 | 0 | 0 | 0 | 0 | 0 | 0 | 1 | 0 | 1 | 0 | 0 | 1 | 0 | 60 | 1 | 60 | 60 | 0 | 0 | 0 | 0 |  | 0 | 1 | 1 | 1 | 1 | 0 | 0
GS | Hanpingzui hydroelectric plant | conventional_hydroelectric | 803 | 2 | 0 | 0 | 0 | 0 | 0 | 0 | 0 | 1 | 0 | 1 | 0 | 0 | 1 | 0 | 72 | 1 | 72 | 72 | 0 | 0 | 0 | 0 |  | 0 | 1 | 1 | 1 | 1 | 0 | 0
GS | Heihe Baoping hydroelectric plant | conventional_hydroelectric | 804 | 2 | 0 | 0 | 0 | 0 | 0 | 0 | 0 | 1 | 0 | 1 | 0 | 0 | 1 | 0 | 123 | 1 | 123 | 123 | 0 | 0 | 0 | 0 |  | 0 | 1 | 1 | 1 | 1 | 0 | 0
GS | Hekou hydroelectric plant | conventional_hydroelectric | 805 | 2 | 0 | 0 | 0 | 0 | 0 | 0 | 0 | 1 | 0 | 1 | 0 | 0 | 1 | 0 | 74 | 1 | 74 | 74 | 0 | 0 | 0 | 0 |  | 0 | 1 | 1 | 1 | 1 | 0 | 0
GS | Jiudianxia hydroelectric plant | conventional_hydroelectric | 806 | 2 | 0 | 0 | 0 | 0 | 0 | 0 | 0 | 1 | 0 | 1 | 0 | 0 | 1 | 0 | 300 | 1 | 300 | 300 | 0 | 0 | 0 | 0 |  | 0 | 1 | 1 | 1 | 1 | 0 | 0
GS | Jiulongxia hydroelectric plant | conventional_hydroelectric | 807 | 2 | 0 | 0 | 0 | 0 | 0 | 0 | 0 | 1 | 0 | 1 | 0 | 0 | 1 | 0 | 81 | 1 | 81 | 81 | 0 | 0 | 0 | 0 |  | 0 | 1 | 1 | 1 | 1 | 0 | 0
GS | Liangfengke hydroelectric plant | conventional_hydroelectric | 808 | 2 | 0 | 0 | 0 | 0 | 0 | 0 | 0 | 1 | 0 | 1 | 0 | 0 | 1 | 0 | 52 | 1 | 52 | 52 | 0 | 0 | 0 | 0 |  | 0 | 1 | 1 | 1 | 1 | 0 | 0
GS | Lianlu Stage 1 hydroelectric plant | conventional_hydroelectric | 809 | 2 | 0 | 0 | 0 | 0 | 0 | 0 | 0 | 1 | 0 | 1 | 0 | 0 | 1 | 0 | 66 | 1 | 66 | 66 | 0 | 0 | 0 | 0 |  | 0 | 1 | 1 | 1 | 1 | 0 | 0
GS | Lijie hydroelectric plant | conventional_hydroelectric | 810 | 2 | 0 | 0 | 0 | 0 | 0 | 0 | 0 | 1 | 0 | 1 | 0 | 0 | 1 | 0 | 40 | 1 | 40 | 40 | 0 | 0 | 0 | 0 |  | 0 | 1 | 1 | 1 | 1 | 0 | 0
GS | Liujiaxia hydroelectric plant | conventional_hydroelectric | 811 | 2 | 0 | 0 | 0 | 0 | 0 | 0 | 0 | 1 | 0 | 1 | 0 | 0 | 1 | 0 | 1225 | 1 | 1225 | 1225 | 0 | 0 | 0 | 0 |  | 0 | 1 | 1 | 1 | 1 | 0 | 0
GS | Longshou 2 hydroelectric plant | conventional_hydroelectric | 812 | 2 | 0 | 0 | 0 | 0 | 0 | 0 | 0 | 1 | 0 | 1 | 0 | 0 | 1 | 0 | 157 | 1 | 157 | 157 | 0 | 0 | 0 | 0 |  | 0 | 1 | 1 | 1 | 1 | 0 | 0
GS | Longshou Stage 1 hydroelectric plant | conventional_hydroelectric | 813 | 2 | 0 | 0 | 0 | 0 | 0 | 0 | 0 | 1 | 0 | 1 | 0 | 0 | 1 | 0 | 59 | 1 | 59 | 59 | 0 | 0 | 0 | 0 |  | 0 | 1 | 1 | 1 | 1 | 0 | 0
GS | Lubasi hydroelectric plant | conventional_hydroelectric | 814 | 2 | 0 | 0 | 0 | 0 | 0 | 0 | 0 | 1 | 0 | 1 | 0 | 0 | 1 | 0 | 45 | 1 | 45 | 45 | 0 | 0 | 0 | 0 |  | 0 | 1 | 1 | 1 | 1 | 0 | 0
GS | Miaojiaba hydroelectric plant | conventional_hydroelectric | 815 | 2 | 0 | 0 | 0 | 0 | 0 | 0 | 0 | 1 | 0 | 1 | 0 | 0 | 1 | 0 | 240 | 1 | 240 | 240 | 0 | 0 | 0 | 0 |  | 0 | 1 | 1 | 1 | 1 | 0 | 0
GS | Niuzi hydroelectric plant | conventional_hydroelectric | 816 | 2 | 0 | 0 | 0 | 0 | 0 | 0 | 0 | 1 | 0 | 1 | 0 | 0 | 1 | 0 | 30 | 1 | 30 | 30 | 0 | 0 | 0 | 0 |  | 0 | 1 | 1 | 1 | 1 | 0 | 0
GS | Qilinsi hydroelectric plant | conventional_hydroelectric | 817 | 2 | 0 | 0 | 0 | 0 | 0 | 0 | 0 | 1 | 0 | 1 | 0 | 0 | 1 | 0 | 111 | 1 | 111 | 111 | 0 | 0 | 0 | 0 |  | 0 | 1 | 1 | 1 | 1 | 0 | 0
GS | Sandaowan hydroelectric plant | conventional_hydroelectric | 818 | 2 | 0 | 0 | 0 | 0 | 0 | 0 | 0 | 1 | 0 | 1 | 0 | 0 | 1 | 0 | 112 | 1 | 112 | 112 | 0 | 0 | 0 | 0 |  | 0 | 1 | 1 | 1 | 1 | 0 | 0
GS | Shuiboxia hydroelectric plant | conventional_hydroelectric | 819 | 2 | 0 | 0 | 0 | 0 | 0 | 0 | 0 | 1 | 0 | 1 | 0 | 0 | 1 | 0 | 57 | 1 | 57 | 57 | 0 | 0 | 0 | 0 |  | 0 | 1 | 1 | 1 | 1 | 0 | 0
GS | Tianwanggou hydroelectric plant | conventional_hydroelectric | 820 | 2 | 0 | 0 | 0 | 0 | 0 | 0 | 0 | 1 | 0 | 1 | 0 | 0 | 1 | 0 | 51 | 1 | 51 | 51 | 0 | 0 | 0 | 0 |  | 0 | 1 | 1 | 1 | 1 | 0 | 0
GS | Tiecheng hydroelectric plant | conventional_hydroelectric | 821 | 2 | 0 | 0 | 0 | 0 | 0 | 0 | 0 | 1 | 0 | 1 | 0 | 0 | 1 | 0 | 52 | 1 | 52 | 52 | 0 | 0 | 0 | 0 |  | 0 | 1 | 1 | 1 | 1 | 0 | 0
GS | Wujinxia hydroelectric plant | conventional_hydroelectric | 822 | 2 | 0 | 0 | 0 | 0 | 0 | 0 | 0 | 1 | 0 | 1 | 0 | 0 | 1 | 0 | 140 | 1 | 140 | 140 | 0 | 0 | 0 | 0 |  | 0 | 1 | 1 | 1 | 1 | 0 | 0
GS | Xiacheng hydroelectric plant | conventional_hydroelectric | 823 | 2 | 0 | 0 | 0 | 0 | 0 | 0 | 0 | 1 | 0 | 1 | 0 | 0 | 1 | 0 | 38 | 1 | 38 | 38 | 0 | 0 | 0 | 0 |  | 0 | 1 | 1 | 1 | 1 | 0 | 0
GS | Xiaogushan hydroelectric plant | conventional_hydroelectric | 824 | 2 | 0 | 0 | 0 | 0 | 0 | 0 | 0 | 1 | 0 | 1 | 0 | 0 | 1 | 0 | 102 | 1 | 102 | 102 | 0 | 0 | 0 | 0 |  | 0 | 1 | 1 | 1 | 1 | 0 | 0
GS | Xiaoxia hydroelectric plant | conventional_hydroelectric | 825 | 2 | 0 | 0 | 0 | 0 | 0 | 0 | 0 | 1 | 0 | 1 | 0 | 0 | 1 | 0 | 230 | 1 | 230 | 230 | 0 | 0 | 0 | 0 |  | 0 | 1 | 1 | 1 | 1 | 0 | 0
GS | Yangjiahe hydroelectric plant | conventional_hydroelectric | 826 | 2 | 0 | 0 | 0 | 0 | 0 | 0 | 0 | 1 | 0 | 1 | 0 | 0 | 1 | 0 | 38 | 1 | 38 | 38 | 0 | 0 | 0 | 0 |  | 0 | 1 | 1 | 1 | 1 | 0 | 0
GS | Yanguoxia hydroelectric plant | conventional_hydroelectric | 827 | 2 | 0 | 0 | 0 | 0 | 0 | 0 | 0 | 1 | 0 | 1 | 0 | 0 | 1 | 0 | 471 | 1 | 471 | 471 | 0 | 0 | 0 | 0 |  | 0 | 1 | 1 | 1 | 1 | 0 | 0
GS | Zhuchaxia hydroelectric plant | conventional_hydroelectric | 828 | 2 | 0 | 0 | 0 | 0 | 0 | 0 | 0 | 1 | 0 | 1 | 0 | 0 | 1 | 0 | 34 | 1 | 34 | 34 | 0 | 0 | 0 | 0 |  | 0 | 1 | 1 | 1 | 1 | 0 | 0
GS | Gangu power station Phase II Unit 1 | conventional_steam_coal | 829 | 2 | 0 | 0 | 0 | 1 | 0 | 0 | 0 | 0 | 0 | 0 | 0 | 0 | 0 | 0 | 330 | 1 | 330 | 0 | 1.78 | 117 | 13.7 | 10.4424 | GS_Coal | 0.3875 | 1 | 1 | 0.6 | 0.6 | 8 | 8
GS | Gangu power station Phase II Unit 2 | conventional_steam_coal | 830 | 2 | 0 | 0 | 0 | 1 | 0 | 0 | 0 | 0 | 0 | 0 | 0 | 0 | 0 | 0 | 330 | 1 | 330 | 0 | 1.78 | 117 | 13.7 | 10.4424 | GS_Coal | 0.3875 | 1 | 1 | 0.6 | 0.6 | 8 | 8
GS | Gansu 803 power station Unit 5 | cogen_conventional_steam_coal | 831 | 2 | 0 | 0 | 0 | 1 | 0 | 0 | 0 | 0 | 0 | 0 | 0 | 0 | 0 | 0 | 300 | 1 | 300 | 0 | 1.78 | 117 | 13.7 | 9.2499 | GS_Coal | 0.6425 | 1 | 1 | 0.6 | 0.6 | 8 | 8
GS | Gansu 803 power station Unit 6 | cogen_conventional_steam_coal | 832 | 2 | 0 | 0 | 0 | 1 | 0 | 0 | 0 | 0 | 0 | 0 | 0 | 0 | 0 | 0 | 300 | 1 | 300 | 0 | 1.78 | 117 | 13.7 | 9.2499 | GS_Coal | 0.6425 | 1 | 1 | 0.6 | 0.6 | 8 | 8
GS | Gansu Baiyin power station Unit 1 | cogen_conventional_steam_coal | 833 | 2 | 0 | 0 | 0 | 1 | 0 | 0 | 0 | 0 | 0 | 0 | 0 | 0 | 0 | 0 | 350 | 1 | 350 | 0 | 1.78 | 117 | 13.7 | 10.0908 | GS_Coal | 0.6425 | 1 | 1 | 0.6 | 0.6 | 8 | 8
GS | Gansu Baiyin power station Unit 2 | cogen_conventional_steam_coal | 834 | 2 | 0 | 0 | 0 | 1 | 0 | 0 | 0 | 0 | 0 | 0 | 0 | 0 | 0 | 0 | 350 | 1 | 350 | 0 | 1.78 | 117 | 13.7 | 9.2499 | GS_Coal | 0.6425 | 1 | 1 | 0.6 | 0.6 | 8 | 8
GS | Gansu Chongxin power station Phase I Unit 1 | cogen_conventional_steam_coal | 835 | 2 | 0 | 0 | 0 | 1 | 0 | 0 | 0 | 0 | 0 | 0 | 0 | 0 | 0 | 0 | 660 | 1 | 660 | 0 | 1.78 | 117 | 13.7 | 9.2499 | GS_Coal | 0.6425 | 1 | 1 | 0.6 | 0.6 | 8 | 8
GS | Gansu Chongxin power station Phase I Unit 2 | cogen_conventional_steam_coal | 836 | 2 | 0 | 0 | 0 | 1 | 0 | 0 | 0 | 0 | 0 | 0 | 0 | 0 | 0 | 0 | 660 | 1 | 660 | 0 | 1.78 | 117 | 13.7 | 9.2499 | GS_Coal | 0.6425 | 1 | 1 | 0.6 | 0.6 | 8 | 8
GS | Gansu Energy Lanzhou New District cogen power station Unit 1 | cogen_conventional_steam_coal | 837 | 2 | 0 | 0 | 0 | 1 | 0 | 0 | 0 | 0 | 0 | 0 | 0 | 0 | 0 | 0 | 350 | 1 | 350 | 0 | 1.78 | 117 | 13.7 | 9.2499 | GS_Coal | 0.6425 | 1 | 1 | 0.6 | 0.6 | 8 | 8
GS | Gansu Huating power station Phase I Unit 1 | cogen_conventional_steam_coal | 838 | 2 | 0 | 0 | 0 | 1 | 0 | 0 | 0 | 0 | 0 | 0 | 0 | 0 | 0 | 0 | 145 | 1 | 145 | 0 | 1.78 | 117 | 13.7 | 11.3126 | GS_Coal | 0.6425 | 1 | 1 | 0.6 | 0.6 | 8 | 8
GS | Gansu Huating power station Phase I Unit 2 | cogen_conventional_steam_coal | 839 | 2 | 0 | 0 | 0 | 1 | 0 | 0 | 0 | 0 | 0 | 0 | 0 | 0 | 0 | 0 | 145 | 1 | 145 | 0 | 1.78 | 117 | 13.7 | 11.3126 | GS_Coal | 0.6425 | 1 | 1 | 0.6 | 0.6 | 8 | 8
GS | Gansu Xigu power station Unit 11 | cogen_conventional_steam_coal | 840 | 2 | 0 | 0 | 0 | 1 | 0 | 0 | 0 | 0 | 0 | 0 | 0 | 0 | 0 | 0 | 330 | 1 | 330 | 0 | 1.78 | 117 | 13.7 | 10.4424 | GS_Coal | 0.6425 | 1 | 1 | 0.6 | 0.6 | 8 | 8
GS | Gansu Xigu power station Unit 12 | cogen_conventional_steam_coal | 841 | 2 | 0 | 0 | 0 | 1 | 0 | 0 | 0 | 0 | 0 | 0 | 0 | 0 | 0 | 0 | 330 | 1 | 330 | 0 | 1.78 | 117 | 13.7 | 10.4424 | GS_Coal | 0.6425 | 1 | 1 | 0.6 | 0.6 | 8 | 8
GS | Gansu Yongchang power station Unit 8 | cogen_conventional_steam_coal | 842 | 2 | 0 | 0 | 0 | 1 | 0 | 0 | 0 | 0 | 0 | 0 | 0 | 0 | 0 | 0 | 330 | 1 | 330 | 0 | 1.78 | 117 | 13.7 | 10.4424 | GS_Coal | 0.6425 | 1 | 1 | 0.6 | 0.6 | 8 | 8
GS | Gansu Yongchang power station Unit 9 | cogen_conventional_steam_coal | 843 | 2 | 0 | 0 | 0 | 1 | 0 | 0 | 0 | 0 | 0 | 0 | 0 | 0 | 0 | 0 | 330 | 1 | 330 | 0 | 1.78 | 117 | 13.7 | 10.4424 | GS_Coal | 0.6425 | 1 | 1 | 0.6 | 0.6 | 8 | 8
GS | Gansu Zhengning power station Unit 1 | conventional_steam_coal | 844 | 2 | 0 | 0 | 0 | 1 | 0 | 0 | 0 | 0 | 0 | 0 | 0 | 0 | 0 | 0 | 1000 | 1 | 1000 | 0 | 1.78 | 117 | 13.7 | 12.534 | GS_Coal | 0.3875 | 1 | 1 | 0.6 | 0.6 | 8 | 8
GS | Gansu Zhengning power station Unit 2 | conventional_steam_coal | 845 | 2 | 0 | 0 | 0 | 1 | 0 | 0 | 0 | 0 | 0 | 0 | 0 | 0 | 0 | 0 | 1000 | 1 | 1000 | 0 | 1.78 | 117 | 13.7 | 12.534 | GS_Coal | 0.3875 | 1 | 1 | 0.6 | 0.6 | 8 | 8
GS | Guazhou Changle power station Phase I Unit 1 | conventional_steam_coal | 846 | 2 | 0 | 0 | 0 | 1 | 0 | 0 | 0 | 0 | 0 | 0 | 0 | 0 | 0 | 0 | 1000 | 1 | 1000 | 0 | 1.78 | 117 | 13.7 | 8.272 | GS_Coal | 0.3875 | 1 | 1 | 0.6 | 0.6 | 8 | 8
GS | Guazhou Changle power station Phase I Unit 2 | conventional_steam_coal | 847 | 2 | 0 | 0 | 0 | 1 | 0 | 0 | 0 | 0 | 0 | 0 | 0 | 0 | 0 | 0 | 1000 | 1 | 1000 | 0 | 1.78 | 117 | 13.7 | 8.272 | GS_Coal | 0.3875 | 1 | 1 | 0.6 | 0.6 | 8 | 8
GS | Guazhou Changle power station Phase I Unit 3 | conventional_steam_coal | 848 | 2 | 0 | 0 | 0 | 1 | 0 | 0 | 0 | 0 | 0 | 0 | 0 | 0 | 0 | 0 | 1000 | 1 | 1000 | 0 | 1.78 | 117 | 13.7 | 8.272 | GS_Coal | 0.3875 | 1 | 1 | 0.6 | 0.6 | 8 | 8
GS | Guazhou Changle power station Phase I Unit 4 | conventional_steam_coal | 849 | 2 | 0 | 0 | 0 | 1 | 0 | 0 | 0 | 0 | 0 | 0 | 0 | 0 | 0 | 0 | 1000 | 1 | 1000 | 0 | 1.78 | 117 | 13.7 | 8.272 | GS_Coal | 0.3875 | 1 | 1 | 0.6 | 0.6 | 8 | 8
GS | Guazhou Changle power station Phase II Unit 5 | conventional_steam_coal | 850 | 2 | 0 | 0 | 0 | 1 | 0 | 0 | 0 | 0 | 0 | 0 | 0 | 0 | 0 | 0 | 1000 | 1 | 1000 | 0 | 1.78 | 117 | 13.7 | 8.272 | GS_Coal | 0.3875 | 1 | 1 | 0.6 | 0.6 | 8 | 8
GS | Guazhou Changle power station Phase II Unit 6 | conventional_steam_coal | 851 | 2 | 0 | 0 | 0 | 1 | 0 | 0 | 0 | 0 | 0 | 0 | 0 | 0 | 0 | 0 | 1000 | 1 | 1000 | 0 | 1.78 | 117 | 13.7 | 8.272 | GS_Coal | 0.3875 | 1 | 1 | 0.6 | 0.6 | 8 | 8
GS | Jiayuguan Aluminum power station Unit 1 | cogen_conventional_steam_coal | 852 | 2 | 0 | 0 | 0 | 1 | 0 | 0 | 0 | 0 | 0 | 0 | 0 | 0 | 0 | 0 | 350 | 1 | 350 | 0 | 1.78 | 117 | 13.7 | 10.0908 | GS_Coal | 0.6425 | 1 | 1 | 0.6 | 0.6 | 8 | 8
GS | Jiayuguan Aluminum power station Unit 2 | cogen_conventional_steam_coal | 853 | 2 | 0 | 0 | 0 | 1 | 0 | 0 | 0 | 0 | 0 | 0 | 0 | 0 | 0 | 0 | 350 | 1 | 350 | 0 | 1.78 | 117 | 13.7 | 10.0908 | GS_Coal | 0.6425 | 1 | 1 | 0.6 | 0.6 | 8 | 8
GS | Jiayuguan Aluminum power station Unit 3 | cogen_conventional_steam_coal | 854 | 2 | 0 | 0 | 0 | 1 | 0 | 0 | 0 | 0 | 0 | 0 | 0 | 0 | 0 | 0 | 350 | 1 | 350 | 0 | 1.78 | 117 | 13.7 | 10.0908 | GS_Coal | 0.6425 | 1 | 1 | 0.6 | 0.6 | 8 | 8
GS | Jiayuguan Aluminum power station Unit 4 | cogen_conventional_steam_coal | 855 | 2 | 0 | 0 | 0 | 1 | 0 | 0 | 0 | 0 | 0 | 0 | 0 | 0 | 0 | 0 | 350 | 1 | 350 | 0 | 1.78 | 117 | 13.7 | 10.0908 | GS_Coal | 0.6425 | 1 | 1 | 0.6 | 0.6 | 8 | 8
GS | Jinchang power station Unit 10 | cogen_conventional_steam_coal | 856 | 2 | 0 | 0 | 0 | 1 | 0 | 0 | 0 | 0 | 0 | 0 | 0 | 0 | 0 | 0 | 330 | 1 | 330 | 0 | 1.78 | 117 | 13.7 | 10.4424 | GS_Coal | 0.6425 | 1 | 1 | 0.6 | 0.6 | 8 | 8
GS | Jinchang power station Unit 11 | cogen_conventional_steam_coal | 857 | 2 | 0 | 0 | 0 | 1 | 0 | 0 | 0 | 0 | 0 | 0 | 0 | 0 | 0 | 0 | 330 | 1 | 330 | 0 | 1.78 | 117 | 13.7 | 10.4424 | GS_Coal | 0.6425 | 1 | 1 | 0.6 | 0.6 | 8 | 8
GS | Jinchuan Works power station Unit 1 | cogen_conventional_steam_coal | 858 | 2 | 0 | 0 | 0 | 1 | 0 | 0 | 0 | 0 | 0 | 0 | 0 | 0 | 0 | 0 | 150 | 1 | 150 | 0 | 1.78 | 117 | 13.7 | 11.3126 | GS_Coal | 0.6425 | 1 | 1 | 0.6 | 0.6 | 8 | 8
GS | Jinchuan Works power station Unit 2 | cogen_conventional_steam_coal | 859 | 2 | 0 | 0 | 0 | 1 | 0 | 0 | 0 | 0 | 0 | 0 | 0 | 0 | 0 | 0 | 150 | 1 | 150 | 0 | 1.78 | 117 | 13.7 | 11.3126 | GS_Coal | 0.6425 | 1 | 1 | 0.6 | 0.6 | 8 | 8
GS | Jingtai power station Phase I Unit 1 | cogen_conventional_steam_coal | 860 | 2 | 0 | 0 | 0 | 1 | 0 | 0 | 0 | 0 | 0 | 0 | 0 | 0 | 0 | 0 | 660 | 1 | 660 | 0 | 1.78 | 117 | 13.7 | 9.2499 | GS_Coal | 0.6425 | 1 | 1 | 0.6 | 0.6 | 8 | 8
GS | Jingtai power station Phase I Unit 2 | cogen_conventional_steam_coal | 861 | 2 | 0 | 0 | 0 | 1 | 0 | 0 | 0 | 0 | 0 | 0 | 0 | 0 | 0 | 0 | 660 | 1 | 660 | 0 | 1.78 | 117 | 13.7 | 9.2499 | GS_Coal | 0.6425 | 1 | 1 | 0.6 | 0.6 | 8 | 8
GS | Jingyuan power station Unit 3 | cogen_conventional_steam_coal | 862 | 2 | 0 | 0 | 0 | 1 | 0 | 0 | 0 | 0 | 0 | 0 | 0 | 0 | 0 | 0 | 220 | 1 | 220 | 0 | 1.78 | 117 | 13.7 | 12.6179 | GS_Coal | 0.6425 | 1 | 1 | 0.6 | 0.6 | 8 | 8
GS | Jingyuan power station Unit 4 | cogen_conventional_steam_coal | 863 | 2 | 0 | 0 | 0 | 1 | 0 | 0 | 0 | 0 | 0 | 0 | 0 | 0 | 0 | 0 | 220 | 1 | 220 | 0 | 1.78 | 117 | 13.7 | 12.6179 | GS_Coal | 0.6425 | 1 | 1 | 0.6 | 0.6 | 8 | 8
GS | Jingyuan power station Unit 5 | cogen_conventional_steam_coal | 864 | 2 | 0 | 0 | 0 | 1 | 0 | 0 | 0 | 0 | 0 | 0 | 0 | 0 | 0 | 0 | 220 | 1 | 220 | 0 | 1.78 | 117 | 13.7 | 12.6179 | GS_Coal | 0.6425 | 1 | 1 | 0.6 | 0.6 | 8 | 8
GS | Jingyuan power station Unit 6 | cogen_conventional_steam_coal | 865 | 2 | 0 | 0 | 0 | 1 | 0 | 0 | 0 | 0 | 0 | 0 | 0 | 0 | 0 | 0 | 220 | 1 | 220 | 0 | 1.78 | 117 | 13.7 | 12.6179 | GS_Coal | 0.6425 | 1 | 1 | 0.6 | 0.6 | 8 | 8
GS | Jingyuan-2 power station Unit 5 | cogen_conventional_steam_coal | 866 | 2 | 0 | 0 | 0 | 1 | 0 | 0 | 0 | 0 | 0 | 0 | 0 | 0 | 0 | 0 | 320 | 1 | 320 | 0 | 1.78 | 117 | 13.7 | 11.3126 | GS_Coal | 0.6425 | 1 | 1 | 0.6 | 0.6 | 8 | 8
GS | Jingyuan-2 power station Unit 6 | cogen_conventional_steam_coal | 867 | 2 | 0 | 0 | 0 | 1 | 0 | 0 | 0 | 0 | 0 | 0 | 0 | 0 | 0 | 0 | 320 | 1 | 320 | 0 | 1.78 | 117 | 13.7 | 11.3126 | GS_Coal | 0.6425 | 1 | 1 | 0.6 | 0.6 | 8 | 8
GS | Jingyuan-2 power station Unit 7 | cogen_conventional_steam_coal | 868 | 2 | 0 | 0 | 0 | 1 | 0 | 0 | 0 | 0 | 0 | 0 | 0 | 0 | 0 | 0 | 300 | 1 | 300 | 0 | 1.78 | 117 | 13.7 | 10.4424 | GS_Coal | 0.6425 | 1 | 1 | 0.6 | 0.6 | 8 | 8
GS | Jingyuan-2 power station Unit 8 | cogen_conventional_steam_coal | 869 | 2 | 0 | 0 | 0 | 1 | 0 | 0 | 0 | 0 | 0 | 0 | 0 | 0 | 0 | 0 | 300 | 1 | 300 | 0 | 1.78 | 117 | 13.7 | 10.4424 | GS_Coal | 0.6425 | 1 | 1 | 0.6 | 0.6 | 8 | 8
GS | Jisco-1 power station Unit 10 | cogen_conventional_steam_coal | 870 | 2 | 0 | 0 | 0 | 1 | 0 | 0 | 0 | 0 | 0 | 0 | 0 | 0 | 0 | 0 | 300 | 1 | 300 | 0 | 1.78 | 117 | 13.7 | 10.4424 | GS_Coal | 0.6425 | 1 | 1 | 0.6 | 0.6 | 8 | 8
GS | Jisco-1 power station Unit 7 | cogen_conventional_steam_coal | 871 | 2 | 0 | 0 | 0 | 1 | 0 | 0 | 0 | 0 | 0 | 0 | 0 | 0 | 0 | 0 | 125 | 1 | 125 | 0 | 1.78 | 117 | 13.7 | 12.1828 | GS_Coal | 0.6425 | 1 | 1 | 0.6 | 0.6 | 8 | 8
GS | Jisco-1 power station Unit 8 | cogen_conventional_steam_coal | 872 | 2 | 0 | 0 | 0 | 1 | 0 | 0 | 0 | 0 | 0 | 0 | 0 | 0 | 0 | 0 | 125 | 1 | 125 | 0 | 1.78 | 117 | 13.7 | 12.1828 | GS_Coal | 0.6425 | 1 | 1 | 0.6 | 0.6 | 8 | 8
GS | Jisco-1 power station Unit 9 | cogen_conventional_steam_coal | 873 | 2 | 0 | 0 | 0 | 1 | 0 | 0 | 0 | 0 | 0 | 0 | 0 | 0 | 0 | 0 | 300 | 1 | 300 | 0 | 1.78 | 117 | 13.7 | 10.4424 | GS_Coal | 0.6425 | 1 | 1 | 0.6 | 0.6 | 8 | 8
GS | Jisco-2 power station Unit 1 | cogen_conventional_steam_coal | 874 | 2 | 0 | 0 | 0 | 1 | 0 | 0 | 0 | 0 | 0 | 0 | 0 | 0 | 0 | 0 | 350 | 1 | 350 | 0 | 1.78 | 117 | 13.7 | 10.0908 | GS_Coal | 0.6425 | 1 | 1 | 0.6 | 0.6 | 8 | 8
GS | Jisco-2 power station Unit 2 | cogen_conventional_steam_coal | 875 | 2 | 0 | 0 | 0 | 1 | 0 | 0 | 0 | 0 | 0 | 0 | 0 | 0 | 0 | 0 | 350 | 1 | 350 | 0 | 1.78 | 117 | 13.7 | 10.0908 | GS_Coal | 0.6425 | 1 | 1 | 0.6 | 0.6 | 8 | 8
GS | Jiuquan power station Phase I Unit 1 | cogen_conventional_steam_coal | 876 | 2 | 0 | 0 | 0 | 1 | 0 | 0 | 0 | 0 | 0 | 0 | 0 | 0 | 0 | 0 | 330 | 1 | 330 | 0 | 1.78 | 117 | 13.7 | 10.4424 | GS_Coal | 0.6425 | 1 | 1 | 0.6 | 0.6 | 8 | 8
GS | Jiuquan power station Phase I Unit 2 | cogen_conventional_steam_coal | 877 | 2 | 0 | 0 | 0 | 1 | 0 | 0 | 0 | 0 | 0 | 0 | 0 | 0 | 0 | 0 | 330 | 1 | 330 | 0 | 1.78 | 117 | 13.7 | 10.4424 | GS_Coal | 0.6425 | 1 | 1 | 0.6 | 0.6 | 8 | 8
GS | Lanzhou Fanping power station Unit 1 | cogen_conventional_steam_coal | 878 | 2 | 0 | 0 | 0 | 1 | 0 | 0 | 0 | 0 | 0 | 0 | 0 | 0 | 0 | 0 | 330 | 1 | 330 | 0 | 1.78 | 117 | 13.7 | 10.4424 | GS_Coal | 0.6425 | 1 | 1 | 0.6 | 0.6 | 8 | 8
GS | Lanzhou Fanping power station Unit 2 | cogen_conventional_steam_coal | 879 | 2 | 0 | 0 | 0 | 1 | 0 | 0 | 0 | 0 | 0 | 0 | 0 | 0 | 0 | 0 | 330 | 1 | 330 | 0 | 1.78 | 117 | 13.7 | 10.4424 | GS_Coal | 0.6425 | 1 | 1 | 0.6 | 0.6 | 8 | 8
GS | Lanzhou Lanlü power station Unit 1 | conventional_steam_coal | 880 | 2 | 0 | 0 | 0 | 1 | 0 | 0 | 0 | 0 | 0 | 0 | 0 | 0 | 0 | 0 | 300 | 1 | 300 | 0 | 1.78 | 117 | 13.7 | 10.4424 | GS_Coal | 0.3875 | 1 | 1 | 0.6 | 0.6 | 8 | 8
GS | Lanzhou Lanlü power station Unit 2 | conventional_steam_coal | 881 | 2 | 0 | 0 | 0 | 1 | 0 | 0 | 0 | 0 | 0 | 0 | 0 | 0 | 0 | 0 | 300 | 1 | 300 | 0 | 1.78 | 117 | 13.7 | 10.4424 | GS_Coal | 0.3875 | 1 | 1 | 0.6 | 0.6 | 8 | 8
GS | Lanzhou Lanlü power station Unit 3 | conventional_steam_coal | 882 | 2 | 0 | 0 | 0 | 1 | 0 | 0 | 0 | 0 | 0 | 0 | 0 | 0 | 0 | 0 | 300 | 1 | 300 | 0 | 1.78 | 117 | 13.7 | 10.4424 | GS_Coal | 0.3875 | 1 | 1 | 0.6 | 0.6 | 8 | 8
GS | Liancheng-2 power station Unit 1 | conventional_steam_coal | 883 | 2 | 0 | 0 | 0 | 1 | 0 | 0 | 0 | 0 | 0 | 0 | 0 | 0 | 0 | 0 | 300 | 1 | 300 | 0 | 1.78 | 117 | 13.7 | 11.3126 | GS_Coal | 0.3875 | 1 | 1 | 0.6 | 0.6 | 8 | 8
GS | Liancheng-2 power station Unit 2 | conventional_steam_coal | 884 | 2 | 0 | 0 | 0 | 1 | 0 | 0 | 0 | 0 | 0 | 0 | 0 | 0 | 0 | 0 | 300 | 1 | 300 | 0 | 1.78 | 117 | 13.7 | 11.3126 | GS_Coal | 0.3875 | 1 | 1 | 0.6 | 0.6 | 8 | 8
GS | Lingtai power station Unit 1 | conventional_steam_coal | 885 | 2 | 0 | 0 | 0 | 1 | 0 | 0 | 0 | 0 | 0 | 0 | 0 | 0 | 0 | 0 | 1000 | 1 | 1000 | 0 | 1.78 | 117 | 13.7 | 8.272 | GS_Coal | 0.3875 | 1 | 1 | 0.6 | 0.6 | 8 | 8
GS | Lingtai power station Unit 2 | conventional_steam_coal | 886 | 2 | 0 | 0 | 0 | 1 | 0 | 0 | 0 | 0 | 0 | 0 | 0 | 0 | 0 | 0 | 1000 | 1 | 1000 | 0 | 1.78 | 117 | 13.7 | 8.272 | GS_Coal | 0.3875 | 1 | 1 | 0.6 | 0.6 | 8 | 8
GS | Pingliang power station Phase I Unit 1 | cogen_conventional_steam_coal | 887 | 2 | 0 | 0 | 0 | 1 | 0 | 0 | 0 | 0 | 0 | 0 | 0 | 0 | 0 | 0 | 330 | 1 | 330 | 0 | 1.78 | 117 | 13.7 | 11.3126 | GS_Coal | 0.6425 | 1 | 1 | 0.6 | 0.6 | 8 | 8
GS | Pingliang power station Phase I Unit 2 | cogen_conventional_steam_coal | 888 | 2 | 0 | 0 | 0 | 1 | 0 | 0 | 0 | 0 | 0 | 0 | 0 | 0 | 0 | 0 | 330 | 1 | 330 | 0 | 1.78 | 117 | 13.7 | 11.3126 | GS_Coal | 0.6425 | 1 | 1 | 0.6 | 0.6 | 8 | 8
GS | Pingliang power station Phase I Unit 3 | cogen_conventional_steam_coal | 889 | 2 | 0 | 0 | 0 | 1 | 0 | 0 | 0 | 0 | 0 | 0 | 0 | 0 | 0 | 0 | 330 | 1 | 330 | 0 | 1.78 | 117 | 13.7 | 11.3126 | GS_Coal | 0.6425 | 1 | 1 | 0.6 | 0.6 | 8 | 8
GS | Pingliang power station Phase I Unit 4 | cogen_conventional_steam_coal | 890 | 2 | 0 | 0 | 0 | 1 | 0 | 0 | 0 | 0 | 0 | 0 | 0 | 0 | 0 | 0 | 330 | 1 | 330 | 0 | 1.78 | 117 | 13.7 | 11.3126 | GS_Coal | 0.6425 | 1 | 1 | 0.6 | 0.6 | 8 | 8
GS | Pingliang power station Phase II Unit 5 | cogen_conventional_steam_coal | 891 | 2 | 0 | 0 | 0 | 1 | 0 | 0 | 0 | 0 | 0 | 0 | 0 | 0 | 0 | 0 | 600 | 1 | 600 | 0 | 1.78 | 117 | 13.7 | 9.2499 | GS_Coal | 0.6425 | 1 | 1 | 0.6 | 0.6 | 8 | 8
GS | Pingliang power station Phase II Unit 6 | cogen_conventional_steam_coal | 892 | 2 | 0 | 0 | 0 | 1 | 0 | 0 | 0 | 0 | 0 | 0 | 0 | 0 | 0 | 0 | 600 | 1 | 600 | 0 | 1.78 | 117 | 13.7 | 9.2499 | GS_Coal | 0.6425 | 1 | 1 | 0.6 | 0.6 | 8 | 8
GS | Wuwei cogen power station Unit 1 | cogen_conventional_steam_coal | 893 | 2 | 0 | 0 | 0 | 1 | 0 | 0 | 0 | 0 | 0 | 0 | 0 | 0 | 0 | 0 | 350 | 1 | 350 | 0 | 1.78 | 117 | 13.7 | 9.2499 | GS_Coal | 0.6425 | 1 | 1 | 0.6 | 0.6 | 8 | 8
GS | Wuwei cogen power station Unit 2 | cogen_conventional_steam_coal | 894 | 2 | 0 | 0 | 0 | 1 | 0 | 0 | 0 | 0 | 0 | 0 | 0 | 0 | 0 | 0 | 350 | 1 | 350 | 0 | 1.78 | 117 | 13.7 | 9.2499 | GS_Coal | 0.6425 | 1 | 1 | 0.6 | 0.6 | 8 | 8
GS | Yuzhong cogen power station Relocation Unit 1 | cogen_conventional_steam_coal | 895 | 2 | 0 | 0 | 0 | 1 | 0 | 0 | 0 | 0 | 0 | 0 | 0 | 0 | 0 | 0 | 350 | 1 | 350 | 0 | 1.78 | 117 | 13.7 | 9.2499 | GS_Coal | 0.6425 | 1 | 1 | 0.6 | 0.6 | 8 | 8
GS | Yuzhong cogen power station Relocation Unit 2 | cogen_conventional_steam_coal | 896 | 2 | 0 | 0 | 0 | 1 | 0 | 0 | 0 | 0 | 0 | 0 | 0 | 0 | 0 | 0 | 350 | 1 | 350 | 0 | 1.78 | 117 | 13.7 | 9.2499 | GS_Coal | 0.6425 | 1 | 1 | 0.6 | 0.6 | 8 | 8
GS | Zhangye power station Phase I Unit 1 | cogen_conventional_steam_coal | 897 | 2 | 0 | 0 | 0 | 1 | 0 | 0 | 0 | 0 | 0 | 0 | 0 | 0 | 0 | 0 | 325 | 1 | 325 | 0 | 1.78 | 117 | 13.7 | 11.3126 | GS_Coal | 0.6425 | 1 | 1 | 0.6 | 0.6 | 8 | 8
GS | Zhangye power station Phase I Unit 2 | cogen_conventional_steam_coal | 898 | 2 | 0 | 0 | 0 | 1 | 0 | 0 | 0 | 0 | 0 | 0 | 0 | 0 | 0 | 0 | 325 | 1 | 325 | 0 | 1.78 | 117 | 13.7 | 10.4424 | GS_Coal | 0.6425 | 1 | 1 | 0.6 | 0.6 | 8 | 8
GS | Zhangye power station Phase II Unit 3 | conventional_steam_coal | 899 | 2 | 0 | 0 | 0 | 1 | 0 | 0 | 0 | 0 | 0 | 0 | 0 | 0 | 0 | 0 | 1000 | 1 | 1000 | 0 | 1.78 | 117 | 13.7 | 8.272 | GS_Coal | 0.3875 | 1 | 1 | 0.6 | 0.6 | 8 | 8
GS | Zhangye power station Phase II Unit 4 | conventional_steam_coal | 900 | 2 | 0 | 0 | 0 | 1 | 0 | 0 | 0 | 0 | 0 | 0 | 0 | 0 | 0 | 0 | 1000 | 1 | 1000 | 0 | 1.78 | 117 | 13.7 | 8.272 | GS_Coal | 0.3875 | 1 | 1 | 0.6 | 0.6 | 8 | 8
GS | Asia New Energy Solar Power Jiuquan Suzhou Dongdongtan solar project | solar_photovoltaic | 901 | 2 | 0 | 1 | 0 | 0 | 0 | 0 | 0 | 0 | 0 | 0 | 0 | 1 | 1 | 0 | 9 | 1 | 9 | 0 | 0 | 0 | 0 | 0 |  | 0 | 1 | 1 | 1 | 1 | 0 | 0
GS | Beibutan A solar project | solar_photovoltaic | 902 | 2 | 0 | 1 | 0 | 0 | 0 | 0 | 0 | 0 | 0 | 0 | 0 | 1 | 1 | 0 | 9 | 1 | 9 | 0 | 0 | 0 | 0 | 0 |  | 0 | 1 | 1 | 1 | 1 | 0 | 0
GS | Beibutan B solar project | solar_photovoltaic | 903 | 2 | 0 | 1 | 0 | 0 | 0 | 0 | 0 | 0 | 0 | 0 | 0 | 1 | 1 | 0 | 12 | 1 | 12 | 0 | 0 | 0 | 0 | 0 |  | 0 | 1 | 1 | 1 | 1 | 0 | 0
GS | CECEP Wuwei Liangzhou solar project | solar_photovoltaic | 904 | 2 | 0 | 1 | 0 | 0 | 0 | 0 | 0 | 0 | 0 | 0 | 0 | 1 | 1 | 0 | 10 | 1 | 10 | 0 | 0 | 0 | 0 | 0 |  | 0 | 1 | 1 | 1 | 1 | 0 | 0
GS | Chint Jiuquan Aksai solar project | solar_photovoltaic | 905 | 2 | 0 | 1 | 0 | 0 | 0 | 0 | 0 | 0 | 0 | 0 | 0 | 1 | 1 | 0 | 10 | 1 | 10 | 0 | 0 | 0 | 0 | 0 |  | 0 | 1 | 1 | 1 | 1 | 0 | 0
GS | Concord Solar Power Wuwei Liangzhou solar project | solar_photovoltaic | 906 | 2 | 0 | 1 | 0 | 0 | 0 | 0 | 0 | 0 | 0 | 0 | 0 | 1 | 1 | 0 | 9 | 1 | 9 | 0 | 0 | 0 | 0 | 0 |  | 0 | 1 | 1 | 1 | 1 | 0 | 0
GS | CPI Baiyin Jingtai solar project | solar_photovoltaic | 907 | 2 | 0 | 1 | 0 | 0 | 0 | 0 | 0 | 0 | 0 | 0 | 0 | 1 | 1 | 0 | 10 | 1 | 10 | 0 | 0 | 0 | 0 | 0 |  | 0 | 1 | 1 | 1 | 1 | 0 | 0
GS | DDN M solar project | solar_photovoltaic | 908 | 2 | 0 | 1 | 0 | 0 | 0 | 0 | 0 | 0 | 0 | 0 | 0 | 1 | 1 | 0 | 15 | 1 | 15 | 0 | 0 | 0 | 0 | 0 |  | 0 | 1 | 1 | 1 | 1 | 0 | 0
GS | DDS H solar project | solar_photovoltaic | 909 | 2 | 0 | 1 | 0 | 0 | 0 | 0 | 0 | 0 | 0 | 0 | 0 | 1 | 1 | 0 | 10 | 1 | 10 | 0 | 0 | 0 | 0 | 0 |  | 0 | 1 | 1 | 1 | 1 | 0 | 0
GS | Disheng Solar Power I solar project | solar_photovoltaic | 910 | 2 | 0 | 1 | 0 | 0 | 0 | 0 | 0 | 0 | 0 | 0 | 0 | 1 | 1 | 0 | 9 | 1 | 9 | 0 | 0 | 0 | 0 | 0 |  | 0 | 1 | 1 | 1 | 1 | 0 | 0
GS | Disheng Solar Power II solar project | solar_photovoltaic | 911 | 2 | 0 | 1 | 0 | 0 | 0 | 0 | 0 | 0 | 0 | 0 | 0 | 1 | 1 | 0 | 9 | 1 | 9 | 0 | 0 | 0 | 0 | 0 |  | 0 | 1 | 1 | 1 | 1 | 0 | 0
GS | Dongfang Electric Jiuquan Vocational and Technical College solar project | solar_photovoltaic | 912 | 2 | 0 | 1 | 0 | 0 | 0 | 0 | 0 | 0 | 0 | 0 | 0 | 1 | 1 | 0 | 2.1 | 1 | 2.1 | 0 | 0 | 0 | 0 | 0 |  | 0 | 1 | 1 | 1 | 1 | 0 | 0
GS | Dongfang Electric Solar Power Jiuquan Suzhou Dongdongtan solar project | solar_photovoltaic | 913 | 2 | 0 | 1 | 0 | 0 | 0 | 0 | 0 | 0 | 0 | 0 | 0 | 1 | 1 | 0 | 9 | 1 | 9 | 0 | 0 | 0 | 0 | 0 |  | 0 | 1 | 1 | 1 | 1 | 0 | 0
GS | Dongfang Electric Technology Jiuquan Vocational and Technical College solar project | solar_photovoltaic | 914 | 2 | 0 | 1 | 0 | 0 | 0 | 0 | 0 | 0 | 0 | 0 | 0 | 1 | 1 | 0 | 8 | 1 | 8 | 0 | 0 | 0 | 0 | 0 |  | 0 | 1 | 1 | 1 | 1 | 0 | 0
GS | Fenghua New Energy Development Dunhuang Seed Industry solar project | solar_photovoltaic | 915 | 2 | 0 | 1 | 0 | 0 | 0 | 0 | 0 | 0 | 0 | 0 | 0 | 1 | 1 | 0 | 9 | 1 | 9 | 0 | 0 | 0 | 0 | 0 |  | 0 | 1 | 1 | 1 | 1 | 0 | 0
GS | Fengjiapan solar project | solar_photovoltaic | 916 | 2 | 0 | 1 | 0 | 0 | 0 | 0 | 0 | 0 | 0 | 0 | 0 | 1 | 1 | 0 | 2.1 | 1 | 2.1 | 0 | 0 | 0 | 0 | 0 |  | 0 | 1 | 1 | 1 | 1 | 0 | 0
GS | Gansu Akesai (Huidong New Energy) solar farm PV | solar_photovoltaic | 917 | 2 | 0 | 1 | 0 | 0 | 0 | 0 | 0 | 0 | 0 | 0 | 0 | 1 | 1 | 0 | 640 | 1 | 640 | 0 | 0 | 0 | 0 | 0 |  | 0 | 1 | 1 | 1 | 1 | 0 | 0
GS | Gansu Akesai (Huidong New Energy) solar farm Solar Thermal | solar_photovoltaic | 918 | 2 | 0 | 1 | 0 | 0 | 0 | 0 | 0 | 0 | 0 | 0 | 0 | 1 | 1 | 0 | 110 | 1 | 110 | 0 | 0 | 0 | 0 | 0 |  | 0 | 1 | 1 | 1 | 1 | 0 | 0
GS | Gansu Akesai Jiangtai (Zhengtai) solar farm Phase 3 | solar_photovoltaic | 919 | 2 | 0 | 1 | 0 | 0 | 0 | 0 | 0 | 0 | 0 | 0 | 0 | 1 | 1 | 0 | 35 | 1 | 35 | 0 | 0 | 0 | 0 | 0 |  | 0 | 1 | 1 | 1 | 1 | 0 | 0
GS | Gansu Aksay Chint 100 MW solar farm | solar_photovoltaic | 920 | 2 | 0 | 1 | 0 | 0 | 0 | 0 | 0 | 0 | 0 | 0 | 0 | 1 | 1 | 0 | 100 | 1 | 100 | 0 | 0 | 0 | 0 | 0 |  | 0 | 1 | 1 | 1 | 1 | 0 | 0
GS | Gansu Aksay Zhongneng solar farm | solar_photovoltaic | 921 | 2 | 0 | 1 | 0 | 0 | 0 | 0 | 0 | 0 | 0 | 0 | 0 | 1 | 1 | 0 | 20 | 1 | 20 | 0 | 0 | 0 | 0 | 0 |  | 0 | 1 | 1 | 1 | 1 | 0 | 0
GS | Gansu Anding District solar farm | solar_photovoltaic | 922 | 2 | 0 | 1 | 0 | 0 | 0 | 0 | 0 | 0 | 0 | 0 | 0 | 1 | 1 | 0 | 50 | 1 | 50 | 0 | 0 | 0 | 0 | 0 |  | 0 | 1 | 1 | 1 | 1 | 0 | 0
GS | Gansu Baiyin Shenbu Copper Mine Tailings solar farm | solar_photovoltaic | 923 | 2 | 0 | 1 | 0 | 0 | 0 | 0 | 0 | 0 | 0 | 0 | 0 | 1 | 1 | 0 | 100 | 1 | 100 | 0 | 0 | 0 | 0 | 0 |  | 0 | 1 | 1 | 1 | 1 | 0 | 0
GS | Gansu Baiyin Zhongdian solar farm Phase 1 | solar_photovoltaic | 924 | 2 | 0 | 1 | 0 | 0 | 0 | 0 | 0 | 0 | 0 | 0 | 0 | 1 | 1 | 0 | 20 | 1 | 20 | 0 | 0 | 0 | 0 | 0 |  | 0 | 1 | 1 | 1 | 1 | 0 | 0
GS | Gansu Baiyin Zhongdian solar farm Phase 2 | solar_photovoltaic | 925 | 2 | 0 | 1 | 0 | 0 | 0 | 0 | 0 | 0 | 0 | 0 | 0 | 1 | 1 | 0 | 30 | 1 | 30 | 0 | 0 | 0 | 0 | 0 |  | 0 | 1 | 1 | 1 | 1 | 0 | 0
GS | Gansu China Jiuquan Third Wind Power Guazhou poverty alleviation solar project | solar_photovoltaic | 926 | 2 | 0 | 1 | 0 | 0 | 0 | 0 | 0 | 0 | 0 | 0 | 0 | 1 | 1 | 0 | 5.8 | 1 | 5.8 | 0 | 0 | 0 | 0 | 0 |  | 0 | 1 | 1 | 1 | 1 | 0 | 0
GS | Gansu China National Petroleum Corporation Northwest Sales Lanzhou Branch Yongdeng Oil Depot solar project | solar_photovoltaic | 927 | 2 | 0 | 1 | 0 | 0 | 0 | 0 | 0 | 0 | 0 | 0 | 0 | 1 | 1 | 0 | 1.1 | 1 | 1.1 | 0 | 0 | 0 | 0 | 0 |  | 0 | 1 | 1 | 1 | 1 | 0 | 0
GS | Gansu China Power Investment New Energy Baiyin Jingtai solar project | solar_photovoltaic | 928 | 2 | 0 | 1 | 0 | 0 | 0 | 0 | 0 | 0 | 0 | 0 | 0 | 1 | 1 | 0 | 9.8 | 1 | 9.8 | 0 | 0 | 0 | 0 | 0 |  | 0 | 1 | 1 | 1 | 1 | 0 | 0
GS | Gansu China Power Investment New Energy Jiuquan Jinta Hongliuwa solar project | solar_photovoltaic | 929 | 2 | 0 | 1 | 0 | 0 | 0 | 0 | 0 | 0 | 0 | 0 | 0 | 1 | 1 | 0 | 9 | 1 | 9 | 0 | 0 | 0 | 0 | 0 |  | 0 | 1 | 1 | 1 | 1 | 0 | 0
GS | Gansu China Power Investment New Energy Wuwei Liangzhou solar project | solar_photovoltaic | 930 | 2 | 0 | 1 | 0 | 0 | 0 | 0 | 0 | 0 | 0 | 0 | 0 | 1 | 1 | 0 | 9 | 1 | 9 | 0 | 0 | 0 | 0 | 0 |  | 0 | 1 | 1 | 1 | 1 | 0 | 0
GS | Gansu China Power Investment New Energy Zhangye Linze Zalduntan solar project | solar_photovoltaic | 931 | 2 | 0 | 1 | 0 | 0 | 0 | 0 | 0 | 0 | 0 | 0 | 0 | 1 | 1 | 0 | 9 | 1 | 9 | 0 | 0 | 0 | 0 | 0 |  | 0 | 1 | 1 | 1 | 1 | 0 | 0
GS | Gansu Dingxi Minghui solar farm | solar_photovoltaic | 932 | 2 | 0 | 1 | 0 | 0 | 0 | 0 | 0 | 0 | 0 | 0 | 0 | 1 | 1 | 0 | 20 | 1 | 20 | 0 | 0 | 0 | 0 | 0 |  | 0 | 1 | 1 | 1 | 1 | 0 | 0
GS | Gansu Dingxi Tongwei (Xianghui) solar farm | solar_photovoltaic | 933 | 2 | 0 | 1 | 0 | 0 | 0 | 0 | 0 | 0 | 0 | 0 | 0 | 1 | 1 | 0 | 20 | 1 | 20 | 0 | 0 | 0 | 0 | 0 |  | 0 | 1 | 1 | 1 | 1 | 0 | 0
GS | Gansu Dingxi Zhangxian solar farm | solar_photovoltaic | 934 | 2 | 0 | 1 | 0 | 0 | 0 | 0 | 0 | 0 | 0 | 0 | 0 | 1 | 1 | 0 | 50 | 1 | 50 | 0 | 0 | 0 | 0 | 0 |  | 0 | 1 | 1 | 1 | 1 | 0 | 0
GS | Gansu Dongxiang Tonglingxiang Dashancun solar farm Phase 1 | solar_photovoltaic | 935 | 2 | 0 | 1 | 0 | 0 | 0 | 0 | 0 | 0 | 0 | 0 | 0 | 1 | 1 | 0 | 200 | 1 | 200 | 0 | 0 | 0 | 0 | 0 |  | 0 | 1 | 1 | 1 | 1 | 0 | 0
GS | Gansu Dongxiang Tonglingxiang Dashancun solar farm Phase 2 | solar_photovoltaic | 936 | 2 | 0 | 1 | 0 | 0 | 0 | 0 | 0 | 0 | 0 | 0 | 0 | 1 | 1 | 0 | 50 | 1 | 50 | 0 | 0 | 0 | 0 | 0 |  | 0 | 1 | 1 | 1 | 1 | 0 | 0
GS | Gansu Dunhuang (CECEP) solar farm | solar_photovoltaic | 937 | 2 | 0 | 1 | 0 | 0 | 0 | 0 | 0 | 0 | 0 | 0 | 0 | 1 | 1 | 0 | 30 | 1 | 30 | 0 | 0 | 0 | 0 | 0 |  | 0 | 1 | 1 | 1 | 1 | 0 | 0
GS | Gansu Dunhuang (Lanzhou Dacheng) solar farm | solar_photovoltaic | 938 | 2 | 0 | 1 | 0 | 0 | 0 | 0 | 0 | 0 | 0 | 0 | 0 | 1 | 1 | 0 | 50 | 1 | 50 | 0 | 0 | 0 | 0 | 0 |  | 0 | 1 | 1 | 1 | 1 | 0 | 0
GS | Gansu Dunhuang (Shazhou Power) solar farm | solar_photovoltaic | 939 | 2 | 0 | 1 | 0 | 0 | 0 | 0 | 0 | 0 | 0 | 0 | 0 | 1 | 1 | 0 | 260 | 1 | 260 | 0 | 0 | 0 | 0 | 0 |  | 0 | 1 | 1 | 1 | 1 | 0 | 0
GS | Gansu Dunhuang (Shouhang) solar thermal power plant | solar_photovoltaic | 940 | 2 | 0 | 1 | 0 | 0 | 0 | 0 | 0 | 0 | 0 | 0 | 0 | 1 | 1 | 0 | 100 | 1 | 100 | 0 | 0 | 0 | 0 | 0 |  | 0 | 1 | 1 | 1 | 1 | 0 | 0
GS | Gansu Dunhuang (TBEA Xinjiang Sunoasis) solar farm | solar_photovoltaic | 941 | 2 | 0 | 1 | 0 | 0 | 0 | 0 | 0 | 0 | 0 | 0 | 0 | 1 | 1 | 0 | 20 | 1 | 20 | 0 | 0 | 0 | 0 | 0 |  | 0 | 1 | 1 | 1 | 1 | 0 | 0
GS | Gansu Dunhuang Anji solar farm | solar_photovoltaic | 942 | 2 | 0 | 1 | 0 | 0 | 0 | 0 | 0 | 0 | 0 | 0 | 0 | 1 | 1 | 0 | 20 | 1 | 20 | 0 | 0 | 0 | 0 | 0 |  | 0 | 1 | 1 | 1 | 1 | 0 | 0
GS | Gansu Dunhuang CECEP solar farm Phase 1 | solar_photovoltaic | 943 | 2 | 0 | 1 | 0 | 0 | 0 | 0 | 0 | 0 | 0 | 0 | 0 | 1 | 1 | 0 | 50 | 1 | 50 | 0 | 0 | 0 | 0 | 0 |  | 0 | 1 | 1 | 1 | 1 | 0 | 0
GS | Gansu Dunhuang CECEP solar farm Phase 2 | solar_photovoltaic | 944 | 2 | 0 | 1 | 0 | 0 | 0 | 0 | 0 | 0 | 0 | 0 | 0 | 1 | 1 | 0 | 20 | 1 | 20 | 0 | 0 | 0 | 0 | 0 |  | 0 | 1 | 1 | 1 | 1 | 0 | 0
GS | Gansu Dunhuang Clean Energy Development Dunhuang solar project | solar_photovoltaic | 945 | 2 | 0 | 1 | 0 | 0 | 0 | 0 | 0 | 0 | 0 | 0 | 0 | 1 | 1 | 0 | 7 | 1 | 7 | 0 | 0 | 0 | 0 | 0 |  | 0 | 1 | 1 | 1 | 1 | 0 | 0
GS | Gansu Dunhuang Guangheng solar farm | solar_photovoltaic | 946 | 2 | 0 | 1 | 0 | 0 | 0 | 0 | 0 | 0 | 0 | 0 | 0 | 1 | 1 | 0 | 40 | 1 | 40 | 0 | 0 | 0 | 0 | 0 |  | 0 | 1 | 1 | 1 | 1 | 0 | 0
GS | Gansu Dunhuang Hande solar farm | solar_photovoltaic | 947 | 2 | 0 | 1 | 0 | 0 | 0 | 0 | 0 | 0 | 0 | 0 | 0 | 1 | 1 | 0 | 20 | 1 | 20 | 0 | 0 | 0 | 0 | 0 |  | 0 | 1 | 1 | 1 | 1 | 0 | 0
GS | Gansu Dunhuang Huadian solar farm | solar_photovoltaic | 948 | 2 | 0 | 1 | 0 | 0 | 0 | 0 | 0 | 0 | 0 | 0 | 0 | 1 | 1 | 0 | 40 | 1 | 40 | 0 | 0 | 0 | 0 | 0 |  | 0 | 1 | 1 | 1 | 1 | 0 | 0
GS | Gansu Dunhuang Huineng solar farm | solar_photovoltaic | 949 | 2 | 0 | 1 | 0 | 0 | 0 | 0 | 0 | 0 | 0 | 0 | 0 | 1 | 1 | 0 | 20 | 1 | 20 | 0 | 0 | 0 | 0 | 0 |  | 0 | 1 | 1 | 1 | 1 | 0 | 0
GS | Gansu Dunhuang Jintai Chengzhi solar farm | solar_photovoltaic | 950 | 2 | 0 | 1 | 0 | 0 | 0 | 0 | 0 | 0 | 0 | 0 | 0 | 1 | 1 | 0 | 20 | 1 | 20 | 0 | 0 | 0 | 0 | 0 |  | 0 | 1 | 1 | 1 | 1 | 0 | 0
GS | Gansu Dunhuang Jinxing Dunhuang solar project | solar_photovoltaic | 951 | 2 | 0 | 1 | 0 | 0 | 0 | 0 | 0 | 0 | 0 | 0 | 0 | 1 | 1 | 0 | 10 | 1 | 10 | 0 | 0 | 0 | 0 | 0 |  | 0 | 1 | 1 | 1 | 1 | 0 | 0
GS | Gansu Dunhuang Molten Salt Tower solar farm | solar_photovoltaic | 952 | 2 | 0 | 1 | 0 | 0 | 0 | 0 | 0 | 0 | 0 | 0 | 0 | 1 | 1 | 0 | 100 | 1 | 100 | 0 | 0 | 0 | 0 | 0 |  | 0 | 1 | 1 | 1 | 1 | 0 | 0
GS | Gansu Dunhuang Qili Asia New Energy solar farm | solar_photovoltaic | 953 | 2 | 0 | 1 | 0 | 0 | 0 | 0 | 0 | 0 | 0 | 0 | 0 | 1 | 1 | 0 | 20 | 1 | 20 | 0 | 0 | 0 | 0 | 0 |  | 0 | 1 | 1 | 1 | 1 | 0 | 0
GS | Gansu Dunhuang Qilizhen Wanfa solar farm | solar_photovoltaic | 954 | 2 | 0 | 1 | 0 | 0 | 0 | 0 | 0 | 0 | 0 | 0 | 0 | 1 | 1 | 0 | 60 | 1 | 60 | 0 | 0 | 0 | 0 | 0 |  | 0 | 1 | 1 | 1 | 1 | 0 | 0
GS | Gansu Dunhuang Sinohydro solar farm Phase 1 | solar_photovoltaic | 955 | 2 | 0 | 1 | 0 | 0 | 0 | 0 | 0 | 0 | 0 | 0 | 0 | 1 | 1 | 0 | 30 | 1 | 30 | 0 | 0 | 0 | 0 | 0 |  | 0 | 1 | 1 | 1 | 1 | 0 | 0
GS | Gansu Dunhuang Sinohydro solar farm Phase 2 | solar_photovoltaic | 956 | 2 | 0 | 1 | 0 | 0 | 0 | 0 | 0 | 0 | 0 | 0 | 0 | 1 | 1 | 0 | 20 | 1 | 20 | 0 | 0 | 0 | 0 | 0 |  | 0 | 1 | 1 | 1 | 1 | 0 | 0
GS | Gansu Dunhuang Three Gorges solar farm | solar_photovoltaic | 957 | 2 | 0 | 1 | 0 | 0 | 0 | 0 | 0 | 0 | 0 | 0 | 0 | 1 | 1 | 0 | 30 | 1 | 30 | 0 | 0 | 0 | 0 | 0 |  | 0 | 1 | 1 | 1 | 1 | 0 | 0
GS | Gansu Fuyu Plastic Industry solar project | solar_photovoltaic | 958 | 2 | 0 | 1 | 0 | 0 | 0 | 0 | 0 | 0 | 0 | 0 | 0 | 1 | 1 | 0 | 2.4 | 1 | 2.4 | 0 | 0 | 0 | 0 | 0 |  | 0 | 1 | 1 | 1 | 1 | 0 | 0
GS | Gansu Gannan Hezuo Pastoral solar farm Phase 1 | solar_photovoltaic | 959 | 2 | 0 | 1 | 0 | 0 | 0 | 0 | 0 | 0 | 0 | 0 | 0 | 1 | 1 | 0 | 40 | 1 | 40 | 0 | 0 | 0 | 0 | 0 |  | 0 | 1 | 1 | 1 | 1 | 0 | 0
GS | Gansu Gannan Hezuo Pastoral solar farm Phase 2 | solar_photovoltaic | 960 | 2 | 0 | 1 | 0 | 0 | 0 | 0 | 0 | 0 | 0 | 0 | 0 | 1 | 1 | 0 | 60 | 1 | 60 | 0 | 0 | 0 | 0 | 0 |  | 0 | 1 | 1 | 1 | 1 | 0 | 0
GS | Gansu Ganzhou (Three Gorges) solar farm | solar_photovoltaic | 961 | 2 | 0 | 1 | 0 | 0 | 0 | 0 | 0 | 0 | 0 | 0 | 0 | 1 | 1 | 0 | 100 | 1 | 100 | 0 | 0 | 0 | 0 | 0 |  | 0 | 1 | 1 | 1 | 1 | 0 | 0
GS | Gansu Ganzhou Heihe solar farm Phase 2 | solar_photovoltaic | 962 | 2 | 0 | 1 | 0 | 0 | 0 | 0 | 0 | 0 | 0 | 0 | 0 | 1 | 1 | 0 | 20 | 1 | 20 | 0 | 0 | 0 | 0 | 0 |  | 0 | 1 | 1 | 1 | 1 | 0 | 0
GS | Gansu Ganzhou Nantan solar farm | solar_photovoltaic | 963 | 2 | 0 | 1 | 0 | 0 | 0 | 0 | 0 | 0 | 0 | 0 | 0 | 1 | 1 | 0 | 40 | 1 | 40 | 0 | 0 | 0 | 0 | 0 |  | 0 | 1 | 1 | 1 | 1 | 0 | 0
GS | Gansu Ganzhou Nantan solar power plant | solar_photovoltaic | 964 | 2 | 0 | 1 | 0 | 0 | 0 | 0 | 0 | 0 | 0 | 0 | 0 | 1 | 1 | 0 | 300 | 1 | 300 | 0 | 0 | 0 | 0 | 0 |  | 0 | 1 | 1 | 1 | 1 | 0 | 0
GS | Gansu Gaolan Green Hydrogen solar farm | solar_photovoltaic | 965 | 2 | 0 | 1 | 0 | 0 | 0 | 0 | 0 | 0 | 0 | 0 | 0 | 1 | 1 | 0 | 100 | 1 | 100 | 0 | 0 | 0 | 0 | 0 |  | 0 | 1 | 1 | 1 | 1 | 0 | 0
GS | Gansu Gaoshan New Energy Zhangye Gaotai Gaoyazitan solar project | solar_photovoltaic | 966 | 2 | 0 | 1 | 0 | 0 | 0 | 0 | 0 | 0 | 0 | 0 | 0 | 1 | 1 | 0 | 9 | 1 | 9 | 0 | 0 | 0 | 0 | 0 |  | 0 | 1 | 1 | 1 | 1 | 0 | 0
GS | Gansu Gaotai Beibutan (Longhe) solar farm | solar_photovoltaic | 967 | 2 | 0 | 1 | 0 | 0 | 0 | 0 | 0 | 0 | 0 | 0 | 0 | 1 | 1 | 0 | 100 | 1 | 100 | 0 | 0 | 0 | 0 | 0 |  | 0 | 1 | 1 | 1 | 1 | 0 | 0
GS | Gansu Gaotai Gaoyazitan (Gaotai Laite) solar farm Phase 1 | solar_photovoltaic | 968 | 2 | 0 | 1 | 0 | 0 | 0 | 0 | 0 | 0 | 0 | 0 | 0 | 1 | 1 | 0 | 30 | 1 | 30 | 0 | 0 | 0 | 0 | 0 |  | 0 | 1 | 1 | 1 | 1 | 0 | 0
GS | Gansu Gaotai Gaoyazitan (Gaotai Quantong) solar farm Phase 2 | solar_photovoltaic | 969 | 2 | 0 | 1 | 0 | 0 | 0 | 0 | 0 | 0 | 0 | 0 | 0 | 1 | 1 | 0 | 50 | 1 | 50 | 0 | 0 | 0 | 0 | 0 |  | 0 | 1 | 1 | 1 | 1 | 0 | 0
GS | Gansu Gaotai Gaoyazitan Gaoshan solar farm | solar_photovoltaic | 970 | 2 | 0 | 1 | 0 | 0 | 0 | 0 | 0 | 0 | 0 | 0 | 0 | 1 | 1 | 0 | 40 | 1 | 40 | 0 | 0 | 0 | 0 | 0 |  | 0 | 1 | 1 | 1 | 1 | 0 | 0
GS | Gansu Gaotai Gaoyazitan solar farm | solar_photovoltaic | 971 | 2 | 0 | 1 | 0 | 0 | 0 | 0 | 0 | 0 | 0 | 0 | 0 | 1 | 1 | 0 | 200 | 1 | 200 | 0 | 0 | 0 | 0 | 0 |  | 0 | 1 | 1 | 1 | 1 | 0 | 0
GS | Gansu Gaotai Goayazitan Huahao solar farm | solar_photovoltaic | 972 | 2 | 0 | 1 | 0 | 0 | 0 | 0 | 0 | 0 | 0 | 0 | 0 | 1 | 1 | 0 | 20 | 1 | 20 | 0 | 0 | 0 | 0 | 0 |  | 0 | 1 | 1 | 1 | 1 | 0 | 0
GS | Gansu Gaotai Huineng New Energy Development Zhangye Gaoyazitan solar project | solar_photovoltaic | 973 | 2 | 0 | 1 | 0 | 0 | 0 | 0 | 0 | 0 | 0 | 0 | 0 | 1 | 1 | 0 | 9 | 1 | 9 | 0 | 0 | 0 | 0 | 0 |  | 0 | 1 | 1 | 1 | 1 | 0 | 0
GS | Gansu Gaotai Quantong Feiyang solar farm | solar_photovoltaic | 974 | 2 | 0 | 1 | 0 | 0 | 0 | 0 | 0 | 0 | 0 | 0 | 0 | 1 | 1 | 0 | 50 | 1 | 50 | 0 | 0 | 0 | 0 | 0 |  | 0 | 1 | 1 | 1 | 1 | 0 | 0
GS | Gansu Guangcai New Energy solar project | solar_photovoltaic | 975 | 2 | 0 | 1 | 0 | 0 | 0 | 0 | 0 | 0 | 0 | 0 | 0 | 1 | 1 | 0 | 3 | 1 | 3 | 0 | 0 | 0 | 0 | 0 |  | 0 | 1 | 1 | 1 | 1 | 0 | 0
GS | Gansu Guazhou (Ouhao) solar farm | solar_photovoltaic | 976 | 2 | 0 | 1 | 0 | 0 | 0 | 0 | 0 | 0 | 0 | 0 | 0 | 1 | 1 | 0 | 200 | 1 | 200 | 0 | 0 | 0 | 0 | 0 |  | 0 | 1 | 1 | 1 | 1 | 0 | 0
GS | Gansu Guazhou Ganhekou (Gansu Power Investment) solar farm | solar_photovoltaic | 977 | 2 | 0 | 1 | 0 | 0 | 0 | 0 | 0 | 0 | 0 | 0 | 0 | 1 | 1 | 0 | 200 | 1 | 200 | 0 | 0 | 0 | 0 | 0 |  | 0 | 1 | 1 | 1 | 1 | 0 | 0
GS | Gansu Guazhou Liuyuan Guangyuan solar farm | solar_photovoltaic | 978 | 2 | 0 | 1 | 0 | 0 | 0 | 0 | 0 | 0 | 0 | 0 | 0 | 1 | 1 | 0 | 20 | 1 | 20 | 0 | 0 | 0 | 0 | 0 |  | 0 | 1 | 1 | 1 | 1 | 0 | 0
GS | Gansu Guazhou Solar Thermal/Photovoltaic/Wind Complex solar portion PV Portion | solar_photovoltaic | 979 | 2 | 0 | 1 | 0 | 0 | 0 | 0 | 0 | 0 | 0 | 0 | 0 | 1 | 1 | 0 | 200 | 1 | 200 | 0 | 0 | 0 | 0 | 0 |  | 0 | 1 | 1 | 1 | 1 | 0 | 0
GS | Gansu Guazhou Weiwu Poverty Alleviation solar farm Phase 1 | solar_photovoltaic | 980 | 2 | 0 | 1 | 0 | 0 | 0 | 0 | 0 | 0 | 0 | 0 | 0 | 1 | 1 | 0 | 20 | 1 | 20 | 0 | 0 | 0 | 0 | 0 |  | 0 | 1 | 1 | 1 | 1 | 0 | 0
GS | Gansu Guazhou Weiwu Poverty Alleviation solar farm Phase 2 | solar_photovoltaic | 981 | 2 | 0 | 1 | 0 | 0 | 0 | 0 | 0 | 0 | 0 | 0 | 0 | 1 | 1 | 0 | 80 | 1 | 80 | 0 | 0 | 0 | 0 | 0 |  | 0 | 1 | 1 | 1 | 1 | 0 | 0
GS | Gansu Gulang (State Power Investment) solar farm | solar_photovoltaic | 982 | 2 | 0 | 1 | 0 | 0 | 0 | 0 | 0 | 0 | 0 | 0 | 0 | 1 | 1 | 0 | 150 | 1 | 150 | 0 | 0 | 0 | 0 | 0 |  | 0 | 1 | 1 | 1 | 1 | 0 | 0
GS | Gansu Gulang Huanghuatan solar farm | solar_photovoltaic | 983 | 2 | 0 | 1 | 0 | 0 | 0 | 0 | 0 | 0 | 0 | 0 | 0 | 1 | 1 | 0 | 150 | 1 | 150 | 0 | 0 | 0 | 0 | 0 |  | 0 | 1 | 1 | 1 | 1 | 0 | 0
GS | Gansu Gulang Wuwei "Solid-State" Desert Control Demonstration solar power plant | solar_photovoltaic | 984 | 2 | 0 | 1 | 0 | 0 | 0 | 0 | 0 | 0 | 0 | 0 | 0 | 1 | 1 | 0 | 300 | 1 | 300 | 0 | 0 | 0 | 0 | 0 |  | 0 | 1 | 1 | 1 | 1 | 0 | 0
GS | Gansu Gulang Wuwei Taifeng Poverty Alleviation solar farm | solar_photovoltaic | 985 | 2 | 0 | 1 | 0 | 0 | 0 | 0 | 0 | 0 | 0 | 0 | 0 | 1 | 1 | 0 | 20 | 1 | 20 | 0 | 0 | 0 | 0 | 0 |  | 0 | 1 | 1 | 1 | 1 | 0 | 0
GS | Gansu Hezheng Poverty Alleviation solar farm | solar_photovoltaic | 986 | 2 | 0 | 1 | 0 | 0 | 0 | 0 | 0 | 0 | 0 | 0 | 0 | 1 | 1 | 0 | 15 | 1 | 15 | 0 | 0 | 0 | 0 | 0 |  | 0 | 1 | 1 | 1 | 1 | 0 | 0
GS | Gansu Huanxian Maojing (Huadian) solar farm | solar_photovoltaic | 987 | 2 | 0 | 1 | 0 | 0 | 0 | 0 | 0 | 0 | 0 | 0 | 0 | 1 | 1 | 0 | 300 | 1 | 300 | 0 | 0 | 0 | 0 | 0 |  | 0 | 1 | 1 | 1 | 1 | 0 | 0
GS | Gansu Huating Wuxi Aidiwei Energy Technology Baochangnian rooftop solar project | solar_photovoltaic | 988 | 2 | 0 | 1 | 0 | 0 | 0 | 0 | 0 | 0 | 0 | 0 | 0 | 1 | 1 | 0 | 1.2 | 1 | 1.2 | 0 | 0 | 0 | 0 | 0 |  | 0 | 1 | 1 | 1 | 1 | 0 | 0
GS | Gansu Huating Wuxi Xinmei New Energy Johnson Controls solar project | solar_photovoltaic | 989 | 2 | 0 | 1 | 0 | 0 | 0 | 0 | 0 | 0 | 0 | 0 | 0 | 1 | 1 | 0 | 4.6 | 1 | 4.6 | 0 | 0 | 0 | 0 | 0 |  | 0 | 1 | 1 | 1 | 1 | 0 | 0
GS | Gansu Huineng New Energy Technology Development Guazhou County poverty alleviation solar project | solar_photovoltaic | 990 | 2 | 0 | 1 | 0 | 0 | 0 | 0 | 0 | 0 | 0 | 0 | 0 | 1 | 1 | 0 | 3.4 | 1 | 3.4 | 0 | 0 | 0 | 0 | 0 |  | 0 | 1 | 1 | 1 | 1 | 0 | 0
GS | Gansu Jiayuguan (China Guangdong Nuclear) solar farm | solar_photovoltaic | 991 | 2 | 0 | 1 | 0 | 0 | 0 | 0 | 0 | 0 | 0 | 0 | 0 | 1 | 1 | 0 | 120 | 1 | 120 | 0 | 0 | 0 | 0 | 0 |  | 0 | 1 | 1 | 1 | 1 | 0 | 0
GS | Gansu Jiayuguan (Guangdong Hydro) solar farm | solar_photovoltaic | 992 | 2 | 0 | 1 | 0 | 0 | 0 | 0 | 0 | 0 | 0 | 0 | 0 | 1 | 1 | 0 | 110 | 1 | 110 | 0 | 0 | 0 | 0 | 0 |  | 0 | 1 | 1 | 1 | 1 | 0 | 0
GS | Gansu Jiayuguan (Jiayuguan Hengneng) solar farm | solar_photovoltaic | 993 | 2 | 0 | 1 | 0 | 0 | 0 | 0 | 0 | 0 | 0 | 0 | 0 | 1 | 1 | 0 | 35 | 1 | 35 | 0 | 0 | 0 | 0 | 0 |  | 0 | 1 | 1 | 1 | 1 | 0 | 0
GS | Gansu Jiayuguan (Suotong Clean Energy) solar farm | solar_photovoltaic | 994 | 2 | 0 | 1 | 0 | 0 | 0 | 0 | 0 | 0 | 0 | 0 | 0 | 1 | 1 | 0 | 770 | 1 | 770 | 0 | 0 | 0 | 0 | 0 |  | 0 | 1 | 1 | 1 | 1 | 0 | 0
GS | Gansu Jiayuguan Heterojunction Battery solar farm | solar_photovoltaic | 995 | 2 | 0 | 1 | 0 | 0 | 0 | 0 | 0 | 0 | 0 | 0 | 0 | 1 | 1 | 0 | 30 | 1 | 30 | 0 | 0 | 0 | 0 | 0 |  | 0 | 1 | 1 | 1 | 1 | 0 | 0
GS | Gansu Jiayuguan Rongsheng solar farm | solar_photovoltaic | 996 | 2 | 0 | 1 | 0 | 0 | 0 | 0 | 0 | 0 | 0 | 0 | 0 | 1 | 1 | 0 | 50 | 1 | 50 | 0 | 0 | 0 | 0 | 0 |  | 0 | 1 | 1 | 1 | 1 | 0 | 0
GS | Gansu Jiayuguan Runbang solar farm | solar_photovoltaic | 997 | 2 | 0 | 1 | 0 | 0 | 0 | 0 | 0 | 0 | 0 | 0 | 0 | 1 | 1 | 0 | 20 | 1 | 20 | 0 | 0 | 0 | 0 | 0 |  | 0 | 1 | 1 | 1 | 1 | 0 | 0
GS | Gansu Jiayuguan Xigebi Xiehe solar farm | solar_photovoltaic | 998 | 2 | 0 | 1 | 0 | 0 | 0 | 0 | 0 | 0 | 0 | 0 | 0 | 1 | 1 | 0 | 50 | 1 | 50 | 0 | 0 | 0 | 0 | 0 |  | 0 | 1 | 1 | 1 | 1 | 0 | 0
GS | Gansu Jiayuguan Zhengtai solar farm Phase 1 | solar_photovoltaic | 999 | 2 | 0 | 1 | 0 | 0 | 0 | 0 | 0 | 0 | 0 | 0 | 0 | 1 | 1 | 0 | 30 | 1 | 30 | 0 | 0 | 0 | 0 | 0 |  | 0 | 1 | 1 | 1 | 1 | 0 | 0
GS | Gansu Jiayuguan Zhengtai solar farm Phase 2 | solar_photovoltaic | 1000 | 2 | 0 | 1 | 0 | 0 | 0 | 0 | 0 | 0 | 0 | 0 | 0 | 1 | 1 | 0 | 70 | 1 | 70 | 0 | 0 | 0 | 0 | 0 |  | 0 | 1 | 1 | 1 | 1 | 0 | 0
GS | Gansu Jiayyuguan Linuo solar farm | solar_photovoltaic | 1001 | 2 | 0 | 1 | 0 | 0 | 0 | 0 | 0 | 0 | 0 | 0 | 0 | 1 | 1 | 0 | 20 | 1 | 20 | 0 | 0 | 0 | 0 | 0 |  | 0 | 1 | 1 | 1 | 1 | 0 | 0
GS | Gansu Jinchang Heqingtan (China Nuclear) solar power plant | solar_photovoltaic | 1002 | 2 | 0 | 1 | 0 | 0 | 0 | 0 | 0 | 0 | 0 | 0 | 0 | 1 | 1 | 0 | 200 | 1 | 200 | 0 | 0 | 0 | 0 | 0 |  | 0 | 1 | 1 | 1 | 1 | 0 | 0
GS | Gansu Jinchuan (Versolsolar Hangzhou) solar farm Phase 2 | solar_photovoltaic | 1003 | 2 | 0 | 1 | 0 | 0 | 0 | 0 | 0 | 0 | 0 | 0 | 0 | 1 | 1 | 0 | 25 | 1 | 25 | 0 | 0 | 0 | 0 | 0 |  | 0 | 1 | 1 | 1 | 1 | 0 | 0
GS | Gansu Jinchuan District Xipo (Jinko) solar farm Jingliang | solar_photovoltaic | 1004 | 2 | 0 | 1 | 0 | 0 | 0 | 0 | 0 | 0 | 0 | 0 | 0 | 1 | 1 | 0 | 150 | 1 | 150 | 0 | 0 | 0 | 0 | 0 |  | 0 | 1 | 1 | 1 | 1 | 0 | 0
GS | Gansu Jinchuan District Xipo (Jinko) solar farm Jingyang | solar_photovoltaic | 1005 | 2 | 0 | 1 | 0 | 0 | 0 | 0 | 0 | 0 | 0 | 0 | 0 | 1 | 1 | 0 | 150 | 1 | 150 | 0 | 0 | 0 | 0 | 0 |  | 0 | 1 | 1 | 1 | 1 | 0 | 0
GS | Gansu Jinchuan District Xipo Zhenxin solar farm Phase 1 | solar_photovoltaic | 1006 | 2 | 0 | 1 | 0 | 0 | 0 | 0 | 0 | 0 | 0 | 0 | 0 | 1 | 1 | 0 | 100 | 1 | 100 | 0 | 0 | 0 | 0 | 0 |  | 0 | 1 | 1 | 1 | 1 | 0 | 0
GS | Gansu Jinchuan District Xipo Zhenxin solar farm Phase 2 | solar_photovoltaic | 1007 | 2 | 0 | 1 | 0 | 0 | 0 | 0 | 0 | 0 | 0 | 0 | 0 | 1 | 1 | 0 | 25 | 1 | 25 | 0 | 0 | 0 | 0 | 0 |  | 0 | 1 | 1 | 1 | 1 | 0 | 0
GS | Gansu Jinchuan District Xipo Zhenxin solar farm Phase 3 | solar_photovoltaic | 1008 | 2 | 0 | 1 | 0 | 0 | 0 | 0 | 0 | 0 | 0 | 0 | 0 | 1 | 1 | 0 | 75 | 1 | 75 | 0 | 0 | 0 | 0 | 0 |  | 0 | 1 | 1 | 1 | 1 | 0 | 0
GS | Gansu Jinchuan Dongdatan solar farm | solar_photovoltaic | 1009 | 2 | 0 | 1 | 0 | 0 | 0 | 0 | 0 | 0 | 0 | 0 | 0 | 1 | 1 | 0 | 300 | 1 | 300 | 0 | 0 | 0 | 0 | 0 |  | 0 | 1 | 1 | 1 | 1 | 0 | 0
GS | Gansu Jinchuan Huaneng solar farm Phase 1 | solar_photovoltaic | 1010 | 2 | 0 | 1 | 0 | 0 | 0 | 0 | 0 | 0 | 0 | 0 | 0 | 1 | 1 | 0 | 20 | 1 | 20 | 0 | 0 | 0 | 0 | 0 |  | 0 | 1 | 1 | 1 | 1 | 0 | 0
GS | Gansu Jinchuan Huaneng solar farm Phase 2 | solar_photovoltaic | 1011 | 2 | 0 | 1 | 0 | 0 | 0 | 0 | 0 | 0 | 0 | 0 | 0 | 1 | 1 | 0 | 30 | 1 | 30 | 0 | 0 | 0 | 0 | 0 |  | 0 | 1 | 1 | 1 | 1 | 0 | 0
GS | Gansu Jinchuan Jinchang - Wuwei Highway (EdF) solar farm | solar_photovoltaic | 1012 | 2 | 0 | 1 | 0 | 0 | 0 | 0 | 0 | 0 | 0 | 0 | 0 | 1 | 1 | 0 | 100 | 1 | 100 | 0 | 0 | 0 | 0 | 0 |  | 0 | 1 | 1 | 1 | 1 | 0 | 0
GS | Gansu Jinchuan Jinwugonglu (Anhui Energy) solar farm | solar_photovoltaic | 1013 | 2 | 0 | 1 | 0 | 0 | 0 | 0 | 0 | 0 | 0 | 0 | 0 | 1 | 1 | 0 | 100 | 1 | 100 | 0 | 0 | 0 | 0 | 0 |  | 0 | 1 | 1 | 1 | 1 | 0 | 0
GS | Gansu Jinchuan Jinwugonglu (Huaneng) solar farm Phase 3 | solar_photovoltaic | 1014 | 2 | 0 | 1 | 0 | 0 | 0 | 0 | 0 | 0 | 0 | 0 | 0 | 1 | 1 | 0 | 50 | 1 | 50 | 0 | 0 | 0 | 0 | 0 |  | 0 | 1 | 1 | 1 | 1 | 0 | 0
GS | Gansu Jinchuan Ningyuanbao (Longchang) solar farm | solar_photovoltaic | 1015 | 2 | 0 | 1 | 0 | 0 | 0 | 0 | 0 | 0 | 0 | 0 | 0 | 1 | 1 | 0 | 20 | 1 | 20 | 0 | 0 | 0 | 0 | 0 |  | 0 | 1 | 1 | 1 | 1 | 0 | 0
GS | Gansu Jinchuan Shuangwan (Huaneng) solar farm | solar_photovoltaic | 1016 | 2 | 0 | 1 | 0 | 0 | 0 | 0 | 0 | 0 | 0 | 0 | 0 | 1 | 1 | 0 | 200 | 1 | 200 | 0 | 0 | 0 | 0 | 0 |  | 0 | 1 | 1 | 1 | 1 | 0 | 0
GS | Gansu Jinchuan Xipo (Guangdong Energy Jieyuan) solar farm | solar_photovoltaic | 1017 | 2 | 0 | 1 | 0 | 0 | 0 | 0 | 0 | 0 | 0 | 0 | 0 | 1 | 1 | 0 | 100 | 1 | 100 | 0 | 0 | 0 | 0 | 0 |  | 0 | 1 | 1 | 1 | 1 | 0 | 0
GS | Gansu Jinchuan Xipo Photovoltaic Park (Guangdong Energy Muhong) solar farm | solar_photovoltaic | 1018 | 2 | 0 | 1 | 0 | 0 | 0 | 0 | 0 | 0 | 0 | 0 | 0 | 1 | 1 | 0 | 100 | 1 | 100 | 0 | 0 | 0 | 0 | 0 |  | 0 | 1 | 1 | 1 | 1 | 0 | 0
GS | Gansu Jingning Tianguang Times New Energy solar project I | solar_photovoltaic | 1019 | 2 | 0 | 1 | 0 | 0 | 0 | 0 | 0 | 0 | 0 | 0 | 0 | 1 | 1 | 0 | 1 | 1 | 1 | 0 | 0 | 0 | 0 | 0 |  | 0 | 1 | 1 | 1 | 1 | 0 | 0
GS | Gansu Jingning Tianguang Times New Energy solar project II | solar_photovoltaic | 1020 | 2 | 0 | 1 | 0 | 0 | 0 | 0 | 0 | 0 | 0 | 0 | 0 | 1 | 1 | 0 | 1 | 1 | 1 | 0 | 0 | 0 | 0 | 0 |  | 0 | 1 | 1 | 1 | 1 | 0 | 0
GS | Gansu Jingtai Poverty Alleviation solar project | solar_photovoltaic | 1021 | 2 | 0 | 1 | 0 | 0 | 0 | 0 | 0 | 0 | 0 | 0 | 0 | 1 | 1 | 0 | 41.4 | 1 | 41.4 | 0 | 0 | 0 | 0 | 0 |  | 0 | 1 | 1 | 1 | 1 | 0 | 0
GS | Gansu Jingtai Shandong Energy Power Export solar farms Shangshawo Fumin | solar_photovoltaic | 1022 | 2 | 0 | 1 | 0 | 0 | 0 | 0 | 0 | 0 | 0 | 0 | 0 | 1 | 1 | 0 | 200 | 1 | 200 | 0 | 0 | 0 | 0 | 0 |  | 0 | 1 | 1 | 1 | 1 | 0 | 0
GS | Gansu Jingtai Shandong Energy Power Export solar farms Sitandong | solar_photovoltaic | 1023 | 2 | 0 | 1 | 0 | 0 | 0 | 0 | 0 | 0 | 0 | 0 | 0 | 1 | 1 | 0 | 150 | 1 | 150 | 0 | 0 | 0 | 0 | 0 |  | 0 | 1 | 1 | 1 | 1 | 0 | 0
GS | Gansu Jingtai Shandong Power Export solar farms Area B Phase 1 Duanjiajing | solar_photovoltaic | 1024 | 2 | 0 | 1 | 0 | 0 | 0 | 0 | 0 | 0 | 0 | 0 | 0 | 1 | 1 | 0 | 50 | 1 | 50 | 0 | 0 | 0 | 0 | 0 |  | 0 | 1 | 1 | 1 | 1 | 0 | 0
GS | Gansu Jingtai Shandong Power Export solar farms Area B Phase 1 Sitanbei | solar_photovoltaic | 1025 | 2 | 0 | 1 | 0 | 0 | 0 | 0 | 0 | 0 | 0 | 0 | 0 | 1 | 1 | 0 | 150 | 1 | 150 | 0 | 0 | 0 | 0 | 0 |  | 0 | 1 | 1 | 1 | 1 | 0 | 0
GS | Gansu Jingtai Shandong Power Export solar farms Area B Phase 2 Luyang | solar_photovoltaic | 1026 | 2 | 0 | 1 | 0 | 0 | 0 | 0 | 0 | 0 | 0 | 0 | 0 | 1 | 1 | 0 | 50 | 1 | 50 | 0 | 0 | 0 | 0 | 0 |  | 0 | 1 | 1 | 1 | 1 | 0 | 0
GS | Gansu Jingtai Shandong Power Export solar farms Area B Phase 2 Wufo | solar_photovoltaic | 1027 | 2 | 0 | 1 | 0 | 0 | 0 | 0 | 0 | 0 | 0 | 0 | 0 | 1 | 1 | 0 | 150 | 1 | 150 | 0 | 0 | 0 | 0 | 0 |  | 0 | 1 | 1 | 1 | 1 | 0 | 0
GS | Gansu Jingtai Shandong Power Export solar farms Area E 1, 3 | solar_photovoltaic | 1028 | 2 | 0 | 1 | 0 | 0 | 0 | 0 | 0 | 0 | 0 | 0 | 0 | 1 | 1 | 0 | 150 | 1 | 150 | 0 | 0 | 0 | 0 | 0 |  | 0 | 1 | 1 | 1 | 1 | 0 | 0
GS | Gansu Jingtai Shandong Power Export solar farms Area E2 | solar_photovoltaic | 1029 | 2 | 0 | 1 | 0 | 0 | 0 | 0 | 0 | 0 | 0 | 0 | 0 | 1 | 1 | 0 | 200 | 1 | 200 | 0 | 0 | 0 | 0 | 0 |  | 0 | 1 | 1 | 1 | 1 | 0 | 0
GS | Gansu Jingtai Shangshawo Tuoshui Pastoral solar farm | solar_photovoltaic | 1030 | 2 | 0 | 1 | 0 | 0 | 0 | 0 | 0 | 0 | 0 | 0 | 0 | 1 | 1 | 0 | 45 | 1 | 45 | 0 | 0 | 0 | 0 | 0 |  | 0 | 1 | 1 | 1 | 1 | 0 | 0
GS | Gansu Jingtai Shangshawozhen solar farm Phase 1 | solar_photovoltaic | 1031 | 2 | 0 | 1 | 0 | 0 | 0 | 0 | 0 | 0 | 0 | 0 | 0 | 1 | 1 | 0 | 30 | 1 | 30 | 0 | 0 | 0 | 0 | 0 |  | 0 | 1 | 1 | 1 | 1 | 0 | 0
GS | Gansu Jingtai Xiexin Fisheries solar power plant Phase 1 | solar_photovoltaic | 1032 | 2 | 0 | 1 | 0 | 0 | 0 | 0 | 0 | 0 | 0 | 0 | 0 | 1 | 1 | 0 | 50 | 1 | 50 | 0 | 0 | 0 | 0 | 0 |  | 0 | 1 | 1 | 1 | 1 | 0 | 0
GS | Gansu Jingyuan (China Power Construction) solar farm | solar_photovoltaic | 1033 | 2 | 0 | 1 | 0 | 0 | 0 | 0 | 0 | 0 | 0 | 0 | 0 | 1 | 1 | 0 | 100 | 1 | 100 | 0 | 0 | 0 | 0 | 0 |  | 0 | 1 | 1 | 1 | 1 | 0 | 0
GS | Gansu Jingyuan (Shandong Development) Power Export solar farms | solar_photovoltaic | 1034 | 2 | 0 | 1 | 0 | 0 | 0 | 0 | 0 | 0 | 0 | 0 | 0 | 1 | 1 | 0 | 100 | 1 | 100 | 0 | 0 | 0 | 0 | 0 |  | 0 | 1 | 1 | 1 | 1 | 0 | 0
GS | Gansu Jingyuan Beitan (Yiwei Tianyu) solar farm | solar_photovoltaic | 1035 | 2 | 0 | 1 | 0 | 0 | 0 | 0 | 0 | 0 | 0 | 0 | 0 | 1 | 1 | 0 | 50 | 1 | 50 | 0 | 0 | 0 | 0 | 0 |  | 0 | 1 | 1 | 1 | 1 | 0 | 0
GS | Gansu Jingyuan Shandong Energy Power Export solar farms Beitan | solar_photovoltaic | 1036 | 2 | 0 | 1 | 0 | 0 | 0 | 0 | 0 | 0 | 0 | 0 | 0 | 1 | 1 | 0 | 100 | 1 | 100 | 0 | 0 | 0 | 0 | 0 |  | 0 | 1 | 1 | 1 | 1 | 0 | 0
GS | Gansu Jinshi Chemical I solar project | solar_photovoltaic | 1037 | 2 | 0 | 1 | 0 | 0 | 0 | 0 | 0 | 0 | 0 | 0 | 0 | 1 | 1 | 0 | 6 | 1 | 6 | 0 | 0 | 0 | 0 | 0 |  | 0 | 1 | 1 | 1 | 1 | 0 | 0
GS | Gansu Jinshi Chemical II solar project | solar_photovoltaic | 1038 | 2 | 0 | 1 | 0 | 0 | 0 | 0 | 0 | 0 | 0 | 0 | 0 | 1 | 1 | 0 | 6 | 1 | 6 | 0 | 0 | 0 | 0 | 0 |  | 0 | 1 | 1 | 1 | 1 | 0 | 0
GS | Gansu Jinshi Chemical Zhangye solar project | solar_photovoltaic | 1039 | 2 | 0 | 1 | 0 | 0 | 0 | 0 | 0 | 0 | 0 | 0 | 0 | 1 | 1 | 0 | 9 | 1 | 9 | 0 | 0 | 0 | 0 | 0 |  | 0 | 1 | 1 | 1 | 1 | 0 | 0
GS | Gansu Jinta (China Power Construction) solar farm | solar_photovoltaic | 1040 | 2 | 0 | 1 | 0 | 0 | 0 | 0 | 0 | 0 | 0 | 0 | 0 | 1 | 1 | 0 | 300 | 1 | 300 | 0 | 0 | 0 | 0 | 0 |  | 0 | 1 | 1 | 1 | 1 | 0 | 0
GS | Gansu Jinta Baishuiquan Jiuquan Steel solar power plant Phase 1 | solar_photovoltaic | 1041 | 2 | 0 | 1 | 0 | 0 | 0 | 0 | 0 | 0 | 0 | 0 | 0 | 1 | 1 | 0 | 200 | 1 | 200 | 0 | 0 | 0 | 0 | 0 |  | 0 | 1 | 1 | 1 | 1 | 0 | 0
GS | Gansu Jinta Baishuiquan Jiuquan Steel solar power plant Phase 2 | solar_photovoltaic | 1042 | 2 | 0 | 1 | 0 | 0 | 0 | 0 | 0 | 0 | 0 | 0 | 0 | 1 | 1 | 0 | 400 | 1 | 400 | 0 | 0 | 0 | 0 | 0 |  | 0 | 1 | 1 | 1 | 1 | 0 | 0
GS | Gansu Jinta Haoming solar power plant Phase 1 | solar_photovoltaic | 1043 | 2 | 0 | 1 | 0 | 0 | 0 | 0 | 0 | 0 | 0 | 0 | 0 | 1 | 1 | 0 | 100 | 1 | 100 | 0 | 0 | 0 | 0 | 0 |  | 0 | 1 | 1 | 1 | 1 | 0 | 0
GS | Gansu Jinta Haoming solar power plant Phase 2 | solar_photovoltaic | 1044 | 2 | 0 | 1 | 0 | 0 | 0 | 0 | 0 | 0 | 0 | 0 | 0 | 1 | 1 | 0 | 200 | 1 | 200 | 0 | 0 | 0 | 0 | 0 |  | 0 | 1 | 1 | 1 | 1 | 0 | 0
GS | Gansu Jinta Hengyuan solar farm | solar_photovoltaic | 1045 | 2 | 0 | 1 | 0 | 0 | 0 | 0 | 0 | 0 | 0 | 0 | 0 | 1 | 1 | 0 | 30 | 1 | 30 | 0 | 0 | 0 | 0 | 0 |  | 0 | 1 | 1 | 1 | 1 | 0 | 0
GS | Gansu Jinta Hongliuwa Jingneng solar farm | solar_photovoltaic | 1046 | 2 | 0 | 1 | 0 | 0 | 0 | 0 | 0 | 0 | 0 | 0 | 0 | 1 | 1 | 0 | 49 | 1 | 49 | 0 | 0 | 0 | 0 | 0 |  | 0 | 1 | 1 | 1 | 1 | 0 | 0
GS | Gansu Jinta Hongliuwa Yueshuidian solar farm | solar_photovoltaic | 1047 | 2 | 0 | 1 | 0 | 0 | 0 | 0 | 0 | 0 | 0 | 0 | 0 | 1 | 1 | 0 | 80 | 1 | 80 | 0 | 0 | 0 | 0 | 0 |  | 0 | 1 | 1 | 1 | 1 | 0 | 0
GS | Gansu Jinta Huisheng solar farm Phase 1 | solar_photovoltaic | 1048 | 2 | 0 | 1 | 0 | 0 | 0 | 0 | 0 | 0 | 0 | 0 | 0 | 1 | 1 | 0 | 100 | 1 | 100 | 0 | 0 | 0 | 0 | 0 |  | 0 | 1 | 1 | 1 | 1 | 0 | 0
GS | Gansu Jinta Huisheng solar farm Phase 2 | solar_photovoltaic | 1049 | 2 | 0 | 1 | 0 | 0 | 0 | 0 | 0 | 0 | 0 | 0 | 0 | 1 | 1 | 0 | 500 | 1 | 500 | 0 | 0 | 0 | 0 | 0 |  | 0 | 1 | 1 | 1 | 1 | 0 | 0
GS | Gansu Jinta Jingri solar farm | solar_photovoltaic | 1050 | 2 | 0 | 1 | 0 | 0 | 0 | 0 | 0 | 0 | 0 | 0 | 0 | 1 | 1 | 0 | 60 | 1 | 60 | 0 | 0 | 0 | 0 | 0 |  | 0 | 1 | 1 | 1 | 1 | 0 | 0
GS | Gansu Jinta Photovoltaic Base Jinko solar power plant | solar_photovoltaic | 1051 | 2 | 0 | 1 | 0 | 0 | 0 | 0 | 0 | 0 | 0 | 0 | 0 | 1 | 1 | 0 | 200 | 1 | 200 | 0 | 0 | 0 | 0 | 0 |  | 0 | 1 | 1 | 1 | 1 | 0 | 0
GS | Gansu Jinta Zhongguang solar power plant Photovoltaic | solar_photovoltaic | 1052 | 2 | 0 | 1 | 0 | 0 | 0 | 0 | 0 | 0 | 0 | 0 | 0 | 1 | 1 | 0 | 600 | 1 | 600 | 0 | 0 | 0 | 0 | 0 |  | 0 | 1 | 1 | 1 | 1 | 0 | 0
GS | Gansu Jinta Zhongguang solar power plant Solar Thermal | solar_photovoltaic | 1053 | 2 | 0 | 1 | 0 | 0 | 0 | 0 | 0 | 0 | 0 | 0 | 0 | 1 | 1 | 0 | 100 | 1 | 100 | 0 | 0 | 0 | 0 | 0 |  | 0 | 1 | 1 | 1 | 1 | 0 | 0
GS | Gansu Jiuquan CGN solar farm | solar_photovoltaic | 1054 | 2 | 0 | 1 | 0 | 0 | 0 | 0 | 0 | 0 | 0 | 0 | 0 | 1 | 1 | 0 | 30 | 1 | 30 | 0 | 0 | 0 | 0 | 0 |  | 0 | 1 | 1 | 1 | 1 | 0 | 0
GS | Gansu Jiuquan Jinta Chint solar farm | solar_photovoltaic | 1055 | 2 | 0 | 1 | 0 | 0 | 0 | 0 | 0 | 0 | 0 | 0 | 0 | 1 | 1 | 0 | 40 | 1 | 40 | 0 | 0 | 0 | 0 | 0 |  | 0 | 1 | 1 | 1 | 1 | 0 | 0
GS | Gansu Jiuquan Suzhou District CECEP 25MW solar farm | solar_photovoltaic | 1056 | 2 | 0 | 1 | 0 | 0 | 0 | 0 | 0 | 0 | 0 | 0 | 0 | 1 | 1 | 0 | 25 | 1 | 25 | 0 | 0 | 0 | 0 | 0 |  | 0 | 1 | 1 | 1 | 1 | 0 | 0
GS | Gansu Jiuquan Suzhou District CECEP 49MW solar farm | solar_photovoltaic | 1057 | 2 | 0 | 1 | 0 | 0 | 0 | 0 | 0 | 0 | 0 | 0 | 0 | 1 | 1 | 0 | 49 | 1 | 49 | 0 | 0 | 0 | 0 | 0 |  | 0 | 1 | 1 | 1 | 1 | 0 | 0
GS | Gansu Kangle (Huaneng) solar farm | solar_photovoltaic | 1058 | 2 | 0 | 1 | 0 | 0 | 0 | 0 | 0 | 0 | 0 | 0 | 0 | 1 | 1 | 0 | 20 | 1 | 20 | 0 | 0 | 0 | 0 | 0 |  | 0 | 1 | 1 | 1 | 1 | 0 | 0
GS | Gansu Kongtong Pingliang Conch Cement solar project | solar_photovoltaic | 1059 | 2 | 0 | 1 | 0 | 0 | 0 | 0 | 0 | 0 | 0 | 0 | 0 | 1 | 1 | 0 | 4.1 | 1 | 4.1 | 0 | 0 | 0 | 0 | 0 |  | 0 | 1 | 1 | 1 | 1 | 0 | 0
GS | Gansu Kongtong Pingliang Conch solar project | solar_photovoltaic | 1060 | 2 | 0 | 1 | 0 | 0 | 0 | 0 | 0 | 0 | 0 | 0 | 0 | 1 | 1 | 0 | 3.7 | 1 | 3.7 | 0 | 0 | 0 | 0 | 0 |  | 0 | 1 | 1 | 1 | 1 | 0 | 0
GS | Gansu Lanzhou New District (Guangdong Hydro) solar farm Phase 1 | solar_photovoltaic | 1061 | 2 | 0 | 1 | 0 | 0 | 0 | 0 | 0 | 0 | 0 | 0 | 0 | 1 | 1 | 0 | 100 | 1 | 100 | 0 | 0 | 0 | 0 | 0 |  | 0 | 1 | 1 | 1 | 1 | 0 | 0
GS | Gansu Liangdan Xiangquan Power Station solar project | solar_photovoltaic | 1062 | 2 | 0 | 1 | 0 | 0 | 0 | 0 | 0 | 0 | 0 | 0 | 0 | 1 | 1 | 0 | 6 | 1 | 6 | 0 | 0 | 0 | 0 | 0 |  | 0 | 1 | 1 | 1 | 1 | 0 | 0
GS | Gansu Liangzhou Cecep solar farm | solar_photovoltaic | 1063 | 2 | 0 | 1 | 0 | 0 | 0 | 0 | 0 | 0 | 0 | 0 | 0 | 1 | 1 | 0 | 100 | 1 | 100 | 0 | 0 | 0 | 0 | 0 |  | 0 | 1 | 1 | 1 | 1 | 0 | 0
GS | Gansu Liangzhou Desert Control (China Energy Investment) solar farm | solar_photovoltaic | 1064 | 2 | 0 | 1 | 0 | 0 | 0 | 0 | 0 | 0 | 0 | 0 | 0 | 1 | 1 | 0 | 100 | 1 | 100 | 0 | 0 | 0 | 0 | 0 |  | 0 | 1 | 1 | 1 | 1 | 0 | 0
GS | Gansu Liangzhou Desert Control (China Power Construction) solar farm | solar_photovoltaic | 1065 | 2 | 0 | 1 | 0 | 0 | 0 | 0 | 0 | 0 | 0 | 0 | 0 | 1 | 1 | 0 | 200 | 1 | 200 | 0 | 0 | 0 | 0 | 0 |  | 0 | 1 | 1 | 1 | 1 | 0 | 0
GS | Gansu Liangzhou Fengle Chenxu solar farm | solar_photovoltaic | 1066 | 2 | 0 | 1 | 0 | 0 | 0 | 0 | 0 | 0 | 0 | 0 | 0 | 1 | 1 | 0 | 40 | 1 | 40 | 0 | 0 | 0 | 0 | 0 |  | 0 | 1 | 1 | 1 | 1 | 0 | 0
GS | Gansu Liangzhou Jiuduntan (Gansu Power Investment) solar farm | solar_photovoltaic | 1067 | 2 | 0 | 1 | 0 | 0 | 0 | 0 | 0 | 0 | 0 | 0 | 0 | 1 | 1 | 0 | 50 | 1 | 50 | 0 | 0 | 0 | 0 | 0 |  | 0 | 1 | 1 | 1 | 1 | 0 | 0
GS | Gansu Liangzhou Jiuduntan (TBEA) solar farm | solar_photovoltaic | 1068 | 2 | 0 | 1 | 0 | 0 | 0 | 0 | 0 | 0 | 0 | 0 | 0 | 1 | 1 | 0 | 150 | 1 | 150 | 0 | 0 | 0 | 0 | 0 |  | 0 | 1 | 1 | 1 | 1 | 0 | 0
GS | Gansu Liangzhou Lefeng Zhongdian solar farm | solar_photovoltaic | 1069 | 2 | 0 | 1 | 0 | 0 | 0 | 0 | 0 | 0 | 0 | 0 | 0 | 1 | 1 | 0 | 30 | 1 | 30 | 0 | 0 | 0 | 0 | 0 |  | 0 | 1 | 1 | 1 | 1 | 0 | 0
GS | Gansu Liangzhou Lefeng Zhongdian Special Permit solar farm | solar_photovoltaic | 1070 | 2 | 0 | 1 | 0 | 0 | 0 | 0 | 0 | 0 | 0 | 0 | 0 | 1 | 1 | 0 | 20 | 1 | 20 | 0 | 0 | 0 | 0 | 0 |  | 0 | 1 | 1 | 1 | 1 | 0 | 0
GS | Gansu Liangzhou Nandatan CECEP solar farm Phase 2 | solar_photovoltaic | 1071 | 2 | 0 | 1 | 0 | 0 | 0 | 0 | 0 | 0 | 0 | 0 | 0 | 1 | 1 | 0 | 20 | 1 | 20 | 0 | 0 | 0 | 0 | 0 |  | 0 | 1 | 1 | 1 | 1 | 0 | 0
GS | Gansu Liangzhou Nandatan CECEP solar farm Phase 3 | solar_photovoltaic | 1072 | 2 | 0 | 1 | 0 | 0 | 0 | 0 | 0 | 0 | 0 | 0 | 0 | 1 | 1 | 0 | 30 | 1 | 30 | 0 | 0 | 0 | 0 | 0 |  | 0 | 1 | 1 | 1 | 1 | 0 | 0
GS | Gansu Lingtai (Shandong Energy) solar farm Phase 1 | solar_photovoltaic | 1073 | 2 | 0 | 1 | 0 | 0 | 0 | 0 | 0 | 0 | 0 | 0 | 0 | 1 | 1 | 0 | 100 | 1 | 100 | 0 | 0 | 0 | 0 | 0 |  | 0 | 1 | 1 | 1 | 1 | 0 | 0
GS | Gansu Lintan solar farm | solar_photovoltaic | 1074 | 2 | 0 | 1 | 0 | 0 | 0 | 0 | 0 | 0 | 0 | 0 | 0 | 1 | 1 | 0 | 20 | 1 | 20 | 0 | 0 | 0 | 0 | 0 |  | 0 | 1 | 1 | 1 | 1 | 0 | 0
GS | Gansu Lintao Poverty Alleviation solar farm Phase 1 | solar_photovoltaic | 1075 | 2 | 0 | 1 | 0 | 0 | 0 | 0 | 0 | 0 | 0 | 0 | 0 | 1 | 1 | 0 | 36 | 1 | 36 | 0 | 0 | 0 | 0 | 0 |  | 0 | 1 | 1 | 1 | 1 | 0 | 0
GS | Gansu Lintao Poverty Alleviation solar farm Phase 2 | solar_photovoltaic | 1076 | 2 | 0 | 1 | 0 | 0 | 0 | 0 | 0 | 0 | 0 | 0 | 0 | 1 | 1 | 0 | 29 | 1 | 29 | 0 | 0 | 0 | 0 | 0 |  | 0 | 1 | 1 | 1 | 1 | 0 | 0
GS | Gansu Lintao Poverty Alleviation solar farm Phase 3 | solar_photovoltaic | 1077 | 2 | 0 | 1 | 0 | 0 | 0 | 0 | 0 | 0 | 0 | 0 | 0 | 1 | 1 | 0 | 34 | 1 | 34 | 0 | 0 | 0 | 0 | 0 |  | 0 | 1 | 1 | 1 | 1 | 0 | 0
GS | Gansu Linze Banqiao Beitan 500 MW Desert Control solar power plant Phase 1 | solar_photovoltaic | 1078 | 2 | 0 | 1 | 0 | 0 | 0 | 0 | 0 | 0 | 0 | 0 | 0 | 1 | 1 | 0 | 200 | 1 | 200 | 0 | 0 | 0 | 0 | 0 |  | 0 | 1 | 1 | 1 | 1 | 0 | 0
GS | Gansu Linze Banqiao Beitan 500 MW Desert Control solar power plant Phase 2 | solar_photovoltaic | 1079 | 2 | 0 | 1 | 0 | 0 | 0 | 0 | 0 | 0 | 0 | 0 | 0 | 1 | 1 | 0 | 300 | 1 | 300 | 0 | 0 | 0 | 0 | 0 |  | 0 | 1 | 1 | 1 | 1 | 0 | 0
GS | Gansu Linze Huadian solar farm | solar_photovoltaic | 1080 | 2 | 0 | 1 | 0 | 0 | 0 | 0 | 0 | 0 | 0 | 0 | 0 | 1 | 1 | 0 | 40 | 1 | 40 | 0 | 0 | 0 | 0 | 0 |  | 0 | 1 | 1 | 1 | 1 | 0 | 0
GS | Gansu Linze Huize Beef Cattle Farm Rooftop solar project | solar_photovoltaic | 1081 | 2 | 0 | 1 | 0 | 0 | 0 | 0 | 0 | 0 | 0 | 0 | 0 | 1 | 1 | 0 | 4 | 1 | 4 | 0 | 0 | 0 | 0 | 0 |  | 0 | 1 | 1 | 1 | 1 | 0 | 0
GS | Gansu Linze Pingchuan (Jingyuan) solar farm | solar_photovoltaic | 1082 | 2 | 0 | 1 | 0 | 0 | 0 | 0 | 0 | 0 | 0 | 0 | 0 | 1 | 1 | 0 | 100 | 1 | 100 | 0 | 0 | 0 | 0 | 0 |  | 0 | 1 | 1 | 1 | 1 | 0 | 0
GS | Gansu Linze Pingchuan (State Power Investment) solar farm | solar_photovoltaic | 1083 | 2 | 0 | 1 | 0 | 0 | 0 | 0 | 0 | 0 | 0 | 0 | 0 | 1 | 1 | 0 | 100 | 1 | 100 | 0 | 0 | 0 | 0 | 0 |  | 0 | 1 | 1 | 1 | 1 | 0 | 0
GS | Gansu Linze TBEA solar farm | solar_photovoltaic | 1084 | 2 | 0 | 1 | 0 | 0 | 0 | 0 | 0 | 0 | 0 | 0 | 0 | 1 | 1 | 0 | 40 | 1 | 40 | 0 | 0 | 0 | 0 | 0 |  | 0 | 1 | 1 | 1 | 1 | 0 | 0
GS | Gansu Longneng Tianyou Green New Energy Technology I solar project | solar_photovoltaic | 1085 | 2 | 0 | 1 | 0 | 0 | 0 | 0 | 0 | 0 | 0 | 0 | 0 | 1 | 1 | 0 | 3 | 1 | 3 | 0 | 0 | 0 | 0 | 0 |  | 0 | 1 | 1 | 1 | 1 | 0 | 0
GS | Gansu Longneng Tianyou Green New Energy Technology II solar project | solar_photovoltaic | 1086 | 2 | 0 | 1 | 0 | 0 | 0 | 0 | 0 | 0 | 0 | 0 | 0 | 1 | 1 | 0 | 7.5 | 1 | 7.5 | 0 | 0 | 0 | 0 | 0 |  | 0 | 1 | 1 | 1 | 1 | 0 | 0
GS | Gansu Longxi (Datang) solar farm | solar_photovoltaic | 1087 | 2 | 0 | 1 | 0 | 0 | 0 | 0 | 0 | 0 | 0 | 0 | 0 | 1 | 1 | 0 | 100 | 1 | 100 | 0 | 0 | 0 | 0 | 0 |  | 0 | 1 | 1 | 1 | 1 | 0 | 0
GS | Gansu Maqu Nimazhen Bai'er solar farm | solar_photovoltaic | 1088 | 2 | 0 | 1 | 0 | 0 | 0 | 0 | 0 | 0 | 0 | 0 | 0 | 1 | 1 | 0 | 40 | 1 | 40 | 0 | 0 | 0 | 0 | 0 |  | 0 | 1 | 1 | 1 | 1 | 0 | 0
GS | Gansu Maqu Pastoral solar farm Phase 1 | solar_photovoltaic | 1089 | 2 | 0 | 1 | 0 | 0 | 0 | 0 | 0 | 0 | 0 | 0 | 0 | 1 | 1 | 0 | 50 | 1 | 50 | 0 | 0 | 0 | 0 | 0 |  | 0 | 1 | 1 | 1 | 1 | 0 | 0
GS | Gansu Minle (Jinshi Yanghutan) solar farm | solar_photovoltaic | 1090 | 2 | 0 | 1 | 0 | 0 | 0 | 0 | 0 | 0 | 0 | 0 | 0 | 1 | 1 | 0 | 50 | 1 | 50 | 0 | 0 | 0 | 0 | 0 |  | 0 | 1 | 1 | 1 | 1 | 0 | 0
GS | Gansu Minle Sanduntan (State Power Investment) solar farm | solar_photovoltaic | 1091 | 2 | 0 | 1 | 0 | 0 | 0 | 0 | 0 | 0 | 0 | 0 | 0 | 1 | 1 | 0 | 200 | 1 | 200 | 0 | 0 | 0 | 0 | 0 |  | 0 | 1 | 1 | 1 | 1 | 0 | 0
GS | Gansu Minle Sanduntan Photovoltaic Base Guodian solar power plant | solar_photovoltaic | 1092 | 2 | 0 | 1 | 0 | 0 | 0 | 0 | 0 | 0 | 0 | 0 | 0 | 1 | 1 | 0 | 100 | 1 | 100 | 0 | 0 | 0 | 0 | 0 |  | 0 | 1 | 1 | 1 | 1 | 0 | 0
GS | Gansu Minle Sanduntan Photovoltaic Base State Power Investment solar power plant | solar_photovoltaic | 1093 | 2 | 0 | 1 | 0 | 0 | 0 | 0 | 0 | 0 | 0 | 0 | 0 | 1 | 1 | 0 | 100 | 1 | 100 | 0 | 0 | 0 | 0 | 0 |  | 0 | 1 | 1 | 1 | 1 | 0 | 0
GS | Gansu Minle Tianju solar farm | solar_photovoltaic | 1094 | 2 | 0 | 1 | 0 | 0 | 0 | 0 | 0 | 0 | 0 | 0 | 0 | 1 | 1 | 0 | 30 | 1 | 30 | 0 | 0 | 0 | 0 | 0 |  | 0 | 1 | 1 | 1 | 1 | 0 | 0
GS | Gansu Minqin County County-wide solar project I | solar_photovoltaic | 1095 | 2 | 0 | 1 | 0 | 0 | 0 | 0 | 0 | 0 | 0 | 0 | 0 | 1 | 1 | 0 | 1.3 | 1 | 1.3 | 0 | 0 | 0 | 0 | 0 |  | 0 | 1 | 1 | 1 | 1 | 0 | 0
GS | Gansu Minqin County County-wide solar project II | solar_photovoltaic | 1096 | 2 | 0 | 1 | 0 | 0 | 0 | 0 | 0 | 0 | 0 | 0 | 0 | 1 | 1 | 0 | 6 | 1 | 6 | 0 | 0 | 0 | 0 | 0 |  | 0 | 1 | 1 | 1 | 1 | 0 | 0
GS | Gansu Minqin County County-wide solar project III | solar_photovoltaic | 1097 | 2 | 0 | 1 | 0 | 0 | 0 | 0 | 0 | 0 | 0 | 0 | 0 | 1 | 1 | 0 | 6 | 1 | 6 | 0 | 0 | 0 | 0 | 0 |  | 0 | 1 | 1 | 1 | 1 | 0 | 0
GS | Gansu Minqin County County-wide solar project IV | solar_photovoltaic | 1098 | 2 | 0 | 1 | 0 | 0 | 0 | 0 | 0 | 0 | 0 | 0 | 0 | 1 | 1 | 0 | 1.3 | 1 | 1.3 | 0 | 0 | 0 | 0 | 0 |  | 0 | 1 | 1 | 1 | 1 | 0 | 0
GS | Gansu Minqin County County-wide solar project V | solar_photovoltaic | 1099 | 2 | 0 | 1 | 0 | 0 | 0 | 0 | 0 | 0 | 0 | 0 | 0 | 1 | 1 | 0 | 1 | 1 | 1 | 0 | 0 | 0 | 0 | 0 |  | 0 | 1 | 1 | 1 | 1 | 0 | 0
GS | Gansu Minqin County solar project I | solar_photovoltaic | 1100 | 2 | 0 | 1 | 0 | 0 | 0 | 0 | 0 | 0 | 0 | 0 | 0 | 1 | 1 | 0 | 1.2 | 1 | 1.2 | 0 | 0 | 0 | 0 | 0 |  | 0 | 1 | 1 | 1 | 1 | 0 | 0
GS | Gansu Minqin County solar project II | solar_photovoltaic | 1101 | 2 | 0 | 1 | 0 | 0 | 0 | 0 | 0 | 0 | 0 | 0 | 0 | 1 | 1 | 0 | 1.9 | 1 | 1.9 | 0 | 0 | 0 | 0 | 0 |  | 0 | 1 | 1 | 1 | 1 | 0 | 0
GS | Gansu Minqin County solar project III | solar_photovoltaic | 1102 | 2 | 0 | 1 | 0 | 0 | 0 | 0 | 0 | 0 | 0 | 0 | 0 | 1 | 1 | 0 | 6 | 1 | 6 | 0 | 0 | 0 | 0 | 0 |  | 0 | 1 | 1 | 1 | 1 | 0 | 0
GS | Gansu Minqin County solar project IV | solar_photovoltaic | 1103 | 2 | 0 | 1 | 0 | 0 | 0 | 0 | 0 | 0 | 0 | 0 | 0 | 1 | 1 | 0 | 1.1 | 1 | 1.1 | 0 | 0 | 0 | 0 | 0 |  | 0 | 1 | 1 | 1 | 1 | 0 | 0
GS | Gansu Minqin County solar project IX | solar_photovoltaic | 1104 | 2 | 0 | 1 | 0 | 0 | 0 | 0 | 0 | 0 | 0 | 0 | 0 | 1 | 1 | 0 | 3 | 1 | 3 | 0 | 0 | 0 | 0 | 0 |  | 0 | 1 | 1 | 1 | 1 | 0 | 0
GS | Gansu Minqin County solar project V | solar_photovoltaic | 1105 | 2 | 0 | 1 | 0 | 0 | 0 | 0 | 0 | 0 | 0 | 0 | 0 | 1 | 1 | 0 | 3 | 1 | 3 | 0 | 0 | 0 | 0 | 0 |  | 0 | 1 | 1 | 1 | 1 | 0 | 0
GS | Gansu Minqin County solar project VI | solar_photovoltaic | 1106 | 2 | 0 | 1 | 0 | 0 | 0 | 0 | 0 | 0 | 0 | 0 | 0 | 1 | 1 | 0 | 6 | 1 | 6 | 0 | 0 | 0 | 0 | 0 |  | 0 | 1 | 1 | 1 | 1 | 0 | 0
GS | Gansu Minqin County solar project VII | solar_photovoltaic | 1107 | 2 | 0 | 1 | 0 | 0 | 0 | 0 | 0 | 0 | 0 | 0 | 0 | 1 | 1 | 0 | 6 | 1 | 6 | 0 | 0 | 0 | 0 | 0 |  | 0 | 1 | 1 | 1 | 1 | 0 | 0
GS | Gansu Minqin County solar project VIII | solar_photovoltaic | 1108 | 2 | 0 | 1 | 0 | 0 | 0 | 0 | 0 | 0 | 0 | 0 | 0 | 1 | 1 | 0 | 6 | 1 | 6 | 0 | 0 | 0 | 0 | 0 |  | 0 | 1 | 1 | 1 | 1 | 0 | 0
GS | Gansu Minqin County solar project X | solar_photovoltaic | 1109 | 2 | 0 | 1 | 0 | 0 | 0 | 0 | 0 | 0 | 0 | 0 | 0 | 1 | 1 | 0 | 3 | 1 | 3 | 0 | 0 | 0 | 0 | 0 |  | 0 | 1 | 1 | 1 | 1 | 0 | 0
GS | Gansu Minqin County solar project XI | solar_photovoltaic | 1110 | 2 | 0 | 1 | 0 | 0 | 0 | 0 | 0 | 0 | 0 | 0 | 0 | 1 | 1 | 0 | 6 | 1 | 6 | 0 | 0 | 0 | 0 | 0 |  | 0 | 1 | 1 | 1 | 1 | 0 | 0
GS | Gansu Minqin Hongshagang (Shenzhen Energy) solar farm | solar_photovoltaic | 1111 | 2 | 0 | 1 | 0 | 0 | 0 | 0 | 0 | 0 | 0 | 0 | 0 | 1 | 1 | 0 | 49.5 | 1 | 49.5 | 0 | 0 | 0 | 0 | 0 |  | 0 | 1 | 1 | 1 | 1 | 0 | 0
GS | Gansu Minqin Hongshagang (Xingye) solar farm Phase 2 | solar_photovoltaic | 1112 | 2 | 0 | 1 | 0 | 0 | 0 | 0 | 0 | 0 | 0 | 0 | 0 | 1 | 1 | 0 | 48.5 | 1 | 48.5 | 0 | 0 | 0 | 0 | 0 |  | 0 | 1 | 1 | 1 | 1 | 0 | 0
GS | Gansu Minqin Hongshagang Huadian solar farm | solar_photovoltaic | 1113 | 2 | 0 | 1 | 0 | 0 | 0 | 0 | 0 | 0 | 0 | 0 | 0 | 1 | 1 | 0 | 40 | 1 | 40 | 0 | 0 | 0 | 0 | 0 |  | 0 | 1 | 1 | 1 | 1 | 0 | 0
GS | Gansu Minqin Hongshagang solar farm | solar_photovoltaic | 1114 | 2 | 0 | 1 | 0 | 0 | 0 | 0 | 0 | 0 | 0 | 0 | 0 | 1 | 1 | 0 | 200 | 1 | 200 | 0 | 0 | 0 | 0 | 0 |  | 0 | 1 | 1 | 1 | 1 | 0 | 0
GS | Gansu Pingchuan (Shandong Energy) Power Export solar farms Baoji | solar_photovoltaic | 1115 | 2 | 0 | 1 | 0 | 0 | 0 | 0 | 0 | 0 | 0 | 0 | 0 | 1 | 1 | 0 | 200 | 1 | 200 | 0 | 0 | 0 | 0 | 0 |  | 0 | 1 | 1 | 1 | 1 | 0 | 0
GS | Gansu Pingchuan (Shandong Energy) Power Export solar farms Shuiquan | solar_photovoltaic | 1116 | 2 | 0 | 1 | 0 | 0 | 0 | 0 | 0 | 0 | 0 | 0 | 0 | 1 | 1 | 0 | 250 | 1 | 250 | 0 | 0 | 0 | 0 | 0 |  | 0 | 1 | 1 | 1 | 1 | 0 | 0
GS | Gansu Power Investment Chenxu Solar Power solar project | solar_photovoltaic | 1117 | 2 | 0 | 1 | 0 | 0 | 0 | 0 | 0 | 0 | 0 | 0 | 0 | 1 | 1 | 0 | 10 | 1 | 10 | 0 | 0 | 0 | 0 | 0 |  | 0 | 1 | 1 | 1 | 1 | 0 | 0
GS | Gansu Power Investment Jiuquan Jinta Hongliuwa solar project | solar_photovoltaic | 1118 | 2 | 0 | 1 | 0 | 0 | 0 | 0 | 0 | 0 | 0 | 0 | 0 | 1 | 1 | 0 | 10 | 1 | 10 | 0 | 0 | 0 | 0 | 0 |  | 0 | 1 | 1 | 1 | 1 | 0 | 0
GS | Gansu Power Investment Wuwei Liangzhou solar project | solar_photovoltaic | 1119 | 2 | 0 | 1 | 0 | 0 | 0 | 0 | 0 | 0 | 0 | 0 | 0 | 1 | 1 | 0 | 10 | 1 | 10 | 0 | 0 | 0 | 0 | 0 |  | 0 | 1 | 1 | 1 | 1 | 0 | 0
GS | Gansu Province Aksai Chint solar farm | solar_photovoltaic | 1120 | 2 | 0 | 1 | 0 | 0 | 0 | 0 | 0 | 0 | 0 | 0 | 0 | 1 | 1 | 0 | 200 | 1 | 200 | 0 | 0 | 0 | 0 | 0 |  | 0 | 1 | 1 | 1 | 1 | 0 | 0
GS | Gansu Province Baiyin Jingyuan solar farm | solar_photovoltaic | 1121 | 2 | 0 | 1 | 0 | 0 | 0 | 0 | 0 | 0 | 0 | 0 | 0 | 1 | 1 | 0 | 100 | 1 | 100 | 0 | 0 | 0 | 0 | 0 |  | 0 | 1 | 1 | 1 | 1 | 0 | 0
GS | Gansu Province Dingxi Longxi solar farm | solar_photovoltaic | 1122 | 2 | 0 | 1 | 0 | 0 | 0 | 0 | 0 | 0 | 0 | 0 | 0 | 1 | 1 | 0 | 20 | 1 | 20 | 0 | 0 | 0 | 0 | 0 |  | 0 | 1 | 1 | 1 | 1 | 0 | 0
GS | Gansu Province Dingxi Tongwei solar farm | solar_photovoltaic | 1123 | 2 | 0 | 1 | 0 | 0 | 0 | 0 | 0 | 0 | 0 | 0 | 0 | 1 | 1 | 0 | 100 | 1 | 100 | 0 | 0 | 0 | 0 | 0 |  | 0 | 1 | 1 | 1 | 1 | 0 | 0
GS | Gansu Province Dongle Beitan Longhui Grid-Connected solar farm | solar_photovoltaic | 1124 | 2 | 0 | 1 | 0 | 0 | 0 | 0 | 0 | 0 | 0 | 0 | 0 | 1 | 1 | 0 | 50 | 1 | 50 | 0 | 0 | 0 | 0 | 0 |  | 0 | 1 | 1 | 1 | 1 | 0 | 0
GS | Gansu Province Dongle Beitan Xiehe Grid-Connected solar farm | solar_photovoltaic | 1125 | 2 | 0 | 1 | 0 | 0 | 0 | 0 | 0 | 0 | 0 | 0 | 0 | 1 | 1 | 0 | 50 | 1 | 50 | 0 | 0 | 0 | 0 | 0 |  | 0 | 1 | 1 | 1 | 1 | 0 | 0
GS | Gansu Province Ganzhou Heihe Grid-Connected solar farm Phase 2 | solar_photovoltaic | 1126 | 2 | 0 | 1 | 0 | 0 | 0 | 0 | 0 | 0 | 0 | 0 | 0 | 1 | 1 | 0 | 20 | 1 | 20 | 0 | 0 | 0 | 0 | 0 |  | 0 | 1 | 1 | 1 | 1 | 0 | 0
GS | Gansu Province Gaotai Gaoyazitan Chint Grid-Connected solar farm | solar_photovoltaic | 1127 | 2 | 0 | 1 | 0 | 0 | 0 | 0 | 0 | 0 | 0 | 0 | 0 | 1 | 1 | 0 | 100 | 1 | 100 | 0 | 0 | 0 | 0 | 0 |  | 0 | 1 | 1 | 1 | 1 | 0 | 0
GS | Gansu Province Gaotai Gaoyazitan Huineng Grid-Connected solar farm | solar_photovoltaic | 1128 | 2 | 0 | 1 | 0 | 0 | 0 | 0 | 0 | 0 | 0 | 0 | 0 | 1 | 1 | 0 | 50 | 1 | 50 | 0 | 0 | 0 | 0 | 0 |  | 0 | 1 | 1 | 1 | 1 | 0 | 0
GS | Gansu Province Gaotai Gaoyazitan Taike Grid-Connected solar farm | solar_photovoltaic | 1129 | 2 | 0 | 1 | 0 | 0 | 0 | 0 | 0 | 0 | 0 | 0 | 0 | 1 | 1 | 0 | 50 | 1 | 50 | 0 | 0 | 0 | 0 | 0 |  | 0 | 1 | 1 | 1 | 1 | 0 | 0
GS | Gansu Province Gaotai Gaoyazitan Zhongdiantou Grid-Connected solar farm Phase 1 | solar_photovoltaic | 1130 | 2 | 0 | 1 | 0 | 0 | 0 | 0 | 0 | 0 | 0 | 0 | 0 | 1 | 1 | 0 | 40 | 1 | 40 | 0 | 0 | 0 | 0 | 0 |  | 0 | 1 | 1 | 1 | 1 | 0 | 0
GS | Gansu Province Gulang Malutan Grid-Connected solar farm Phase 1 | solar_photovoltaic | 1131 | 2 | 0 | 1 | 0 | 0 | 0 | 0 | 0 | 0 | 0 | 0 | 0 | 1 | 1 | 0 | 50 | 1 | 50 | 0 | 0 | 0 | 0 | 0 |  | 0 | 1 | 1 | 1 | 1 | 0 | 0
GS | Gansu Province Gulang Malutan Grid-Connected solar farm Phase 2 | solar_photovoltaic | 1132 | 2 | 0 | 1 | 0 | 0 | 0 | 0 | 0 | 0 | 0 | 0 | 0 | 1 | 1 | 0 | 100 | 1 | 100 | 0 | 0 | 0 | 0 | 0 |  | 0 | 1 | 1 | 1 | 1 | 0 | 0
GS | Gansu Province Gulang Malutan Grid-Connected solar farm Phase 3 | solar_photovoltaic | 1133 | 2 | 0 | 1 | 0 | 0 | 0 | 0 | 0 | 0 | 0 | 0 | 0 | 1 | 1 | 0 | 350 | 1 | 350 | 0 | 0 | 0 | 0 | 0 |  | 0 | 1 | 1 | 1 | 1 | 0 | 0
GS | Gansu Province Hongshagang Chint Grid-Connected solar farm | solar_photovoltaic | 1134 | 2 | 0 | 1 | 0 | 0 | 0 | 0 | 0 | 0 | 0 | 0 | 0 | 1 | 1 | 0 | 50 | 1 | 50 | 0 | 0 | 0 | 0 | 0 |  | 0 | 1 | 1 | 1 | 1 | 0 | 0
GS | Gansu Province Hongshagang Guoneng Grid-Connected solar farm | solar_photovoltaic | 1135 | 2 | 0 | 1 | 0 | 0 | 0 | 0 | 0 | 0 | 0 | 0 | 0 | 1 | 1 | 0 | 50 | 1 | 50 | 0 | 0 | 0 | 0 | 0 |  | 0 | 1 | 1 | 1 | 1 | 0 | 0
GS | Gansu Province Hongshagang Huadian Grid-Connected solar farm | solar_photovoltaic | 1136 | 2 | 0 | 1 | 0 | 0 | 0 | 0 | 0 | 0 | 0 | 0 | 0 | 1 | 1 | 0 | 40 | 1 | 40 | 0 | 0 | 0 | 0 | 0 |  | 0 | 1 | 1 | 1 | 1 | 0 | 0
GS | Gansu Province Hongshagang Shenneng Grid-Connected solar farm Phase 1 | solar_photovoltaic | 1137 | 2 | 0 | 1 | 0 | 0 | 0 | 0 | 0 | 0 | 0 | 0 | 0 | 1 | 1 | 0 | 20 | 1 | 20 | 0 | 0 | 0 | 0 | 0 |  | 0 | 1 | 1 | 1 | 1 | 0 | 0
GS | Gansu Province Hongshagang Tianhe Grid-Connected solar farm | solar_photovoltaic | 1138 | 2 | 0 | 1 | 0 | 0 | 0 | 0 | 0 | 0 | 0 | 0 | 0 | 1 | 1 | 0 | 50 | 1 | 50 | 0 | 0 | 0 | 0 | 0 |  | 0 | 1 | 1 | 1 | 1 | 0 | 0
GS | Gansu Province Hongshagang Yineng Grid-Connected solar farm | solar_photovoltaic | 1139 | 2 | 0 | 1 | 0 | 0 | 0 | 0 | 0 | 0 | 0 | 0 | 0 | 1 | 1 | 0 | 100 | 1 | 100 | 0 | 0 | 0 | 0 | 0 |  | 0 | 1 | 1 | 1 | 1 | 0 | 0
GS | Gansu Province Hongshagang Zhongnengyuan Grid-Connected solar farm | solar_photovoltaic | 1140 | 2 | 0 | 1 | 0 | 0 | 0 | 0 | 0 | 0 | 0 | 0 | 0 | 1 | 1 | 0 | 50 | 1 | 50 | 0 | 0 | 0 | 0 | 0 |  | 0 | 1 | 1 | 1 | 1 | 0 | 0
GS | Gansu Province Jiayuguan Taike Grid-Connected solar farm Phase 1 | solar_photovoltaic | 1141 | 2 | 0 | 1 | 0 | 0 | 0 | 0 | 0 | 0 | 0 | 0 | 0 | 1 | 1 | 0 | 30 | 1 | 30 | 0 | 0 | 0 | 0 | 0 |  | 0 | 1 | 1 | 1 | 1 | 0 | 0
GS | Gansu Province Jiayuguan Taike Grid-Connected solar farm Phase 2 | solar_photovoltaic | 1142 | 2 | 0 | 1 | 0 | 0 | 0 | 0 | 0 | 0 | 0 | 0 | 0 | 1 | 1 | 0 | 70 | 1 | 70 | 0 | 0 | 0 | 0 | 0 |  | 0 | 1 | 1 | 1 | 1 | 0 | 0
GS | Gansu Province Jiayuguan Xigebi Guoneng Grid-Connected solar farm | solar_photovoltaic | 1143 | 2 | 0 | 1 | 0 | 0 | 0 | 0 | 0 | 0 | 0 | 0 | 0 | 1 | 1 | 0 | 50 | 1 | 50 | 0 | 0 | 0 | 0 | 0 |  | 0 | 1 | 1 | 1 | 1 | 0 | 0
GS | Gansu Province Jiayuguan Xigebi Hanji Guoneng solar farm | solar_photovoltaic | 1144 | 2 | 0 | 1 | 0 | 0 | 0 | 0 | 0 | 0 | 0 | 0 | 0 | 1 | 1 | 0 | 50 | 1 | 50 | 0 | 0 | 0 | 0 | 0 |  | 0 | 1 | 1 | 1 | 1 | 0 | 0
GS | Gansu Province Jiayuguan Xigebi Huadian Grid-Connected solar farm | solar_photovoltaic | 1145 | 2 | 0 | 1 | 0 | 0 | 0 | 0 | 0 | 0 | 0 | 0 | 0 | 1 | 1 | 0 | 70 | 1 | 70 | 0 | 0 | 0 | 0 | 0 |  | 0 | 1 | 1 | 1 | 1 | 0 | 0
GS | Gansu Province Jiayuguan Zhongli Talesun Grid-Connected solar farm Phase 1 | solar_photovoltaic | 1146 | 2 | 0 | 1 | 0 | 0 | 0 | 0 | 0 | 0 | 0 | 0 | 0 | 1 | 1 | 0 | 100 | 1 | 100 | 0 | 0 | 0 | 0 | 0 |  | 0 | 1 | 1 | 1 | 1 | 0 | 0
GS | Gansu Province Jiayuguan Zhongli Talesun Grid-Connected solar farm Phase 2 | solar_photovoltaic | 1147 | 2 | 0 | 1 | 0 | 0 | 0 | 0 | 0 | 0 | 0 | 0 | 0 | 1 | 1 | 0 | 50 | 1 | 50 | 0 | 0 | 0 | 0 | 0 |  | 0 | 1 | 1 | 1 | 1 | 0 | 0
GS | Gansu Province Jiiayuguan Xigebi CGN solar farm | solar_photovoltaic | 1148 | 2 | 0 | 1 | 0 | 0 | 0 | 0 | 0 | 0 | 0 | 0 | 0 | 1 | 1 | 0 | 50 | 1 | 50 | 0 | 0 | 0 | 0 | 0 |  | 0 | 1 | 1 | 1 | 1 | 0 | 0
GS | Gansu Province Jinchang Disheng Grid-Connected solar farm | solar_photovoltaic | 1149 | 2 | 0 | 1 | 0 | 0 | 0 | 0 | 0 | 0 | 0 | 0 | 0 | 1 | 1 | 0 | 100 | 1 | 100 | 0 | 0 | 0 | 0 | 0 |  | 0 | 1 | 1 | 1 | 1 | 0 | 0
GS | Gansu Province Jinchang Guoyuan Grid-Connected solar farm Phase 1 | solar_photovoltaic | 1150 | 2 | 0 | 1 | 0 | 0 | 0 | 0 | 0 | 0 | 0 | 0 | 0 | 1 | 1 | 0 | 50 | 1 | 50 | 0 | 0 | 0 | 0 | 0 |  | 0 | 1 | 1 | 1 | 1 | 0 | 0
GS | Gansu Province Jinchang Guoyuan Grid-Connected solar farm Phase 2 | solar_photovoltaic | 1151 | 2 | 0 | 1 | 0 | 0 | 0 | 0 | 0 | 0 | 0 | 0 | 0 | 1 | 1 | 0 | 50 | 1 | 50 | 0 | 0 | 0 | 0 | 0 |  | 0 | 1 | 1 | 1 | 1 | 0 | 0
GS | Gansu Province Jinchang Huaneng Grid-connected solar farm | solar_photovoltaic | 1152 | 2 | 0 | 1 | 0 | 0 | 0 | 0 | 0 | 0 | 0 | 0 | 0 | 1 | 1 | 0 | 20 | 1 | 20 | 0 | 0 | 0 | 0 | 0 |  | 0 | 1 | 1 | 1 | 1 | 0 | 0
GS | Gansu Province Jinchuan District Xipo Qingneng Grid-Connected solar farm | solar_photovoltaic | 1153 | 2 | 0 | 1 | 0 | 0 | 0 | 0 | 0 | 0 | 0 | 0 | 0 | 1 | 1 | 0 | 100 | 1 | 100 | 0 | 0 | 0 | 0 | 0 |  | 0 | 1 | 1 | 1 | 1 | 0 | 0
GS | Gansu Province Jinchuan District Xipo Sinohydro Grid-Connected solar farm | solar_photovoltaic | 1154 | 2 | 0 | 1 | 0 | 0 | 0 | 0 | 0 | 0 | 0 | 0 | 0 | 1 | 1 | 0 | 50 | 1 | 50 | 0 | 0 | 0 | 0 | 0 |  | 0 | 1 | 1 | 1 | 1 | 0 | 0
GS | Gansu Province Jinchuan Dongdatan Jintai Grid-Connected solar farm | solar_photovoltaic | 1155 | 2 | 0 | 1 | 0 | 0 | 0 | 0 | 0 | 0 | 0 | 0 | 0 | 1 | 1 | 0 | 200 | 1 | 200 | 0 | 0 | 0 | 0 | 0 |  | 0 | 1 | 1 | 1 | 1 | 0 | 0
GS | Gansu Province Jinchuan Jintai Grid-Connected solar farm Phase 2 | solar_photovoltaic | 1156 | 2 | 0 | 1 | 0 | 0 | 0 | 0 | 0 | 0 | 0 | 0 | 0 | 1 | 1 | 0 | 50 | 1 | 50 | 0 | 0 | 0 | 0 | 0 |  | 0 | 1 | 1 | 1 | 1 | 0 | 0
GS | Gansu Province Jinchuan New Sunshine Grid-Connected solar farm Phase 1 | solar_photovoltaic | 1157 | 2 | 0 | 1 | 0 | 0 | 0 | 0 | 0 | 0 | 0 | 0 | 0 | 1 | 1 | 0 | 70 | 1 | 70 | 0 | 0 | 0 | 0 | 0 |  | 0 | 1 | 1 | 1 | 1 | 0 | 0
GS | Gansu Province Jinchuan Taike Grid-Connected solar farm Phase 1 | solar_photovoltaic | 1158 | 2 | 0 | 1 | 0 | 0 | 0 | 0 | 0 | 0 | 0 | 0 | 0 | 1 | 1 | 0 | 25 | 1 | 25 | 0 | 0 | 0 | 0 | 0 |  | 0 | 1 | 1 | 1 | 1 | 0 | 0
GS | Gansu Province Jinchuan Weisheng Grid-Connected solar farm Phase 1 | solar_photovoltaic | 1159 | 2 | 0 | 1 | 0 | 0 | 0 | 0 | 0 | 0 | 0 | 0 | 0 | 1 | 1 | 0 | 25 | 1 | 25 | 0 | 0 | 0 | 0 | 0 |  | 0 | 1 | 1 | 1 | 1 | 0 | 0
GS | Gansu Province Jinchuan Weisheng Grid-Connected solar farm Phase 2 | solar_photovoltaic | 1160 | 2 | 0 | 1 | 0 | 0 | 0 | 0 | 0 | 0 | 0 | 0 | 0 | 1 | 1 | 0 | 25 | 1 | 25 | 0 | 0 | 0 | 0 | 0 |  | 0 | 1 | 1 | 1 | 1 | 0 | 0
GS | Gansu Province Jinchuan Xiehe Grid-Connected solar farm | solar_photovoltaic | 1161 | 2 | 0 | 1 | 0 | 0 | 0 | 0 | 0 | 0 | 0 | 0 | 0 | 1 | 1 | 0 | 50 | 1 | 50 | 0 | 0 | 0 | 0 | 0 |  | 0 | 1 | 1 | 1 | 1 | 0 | 0
GS | Gansu Province Jinchuan Xipo CGN Grid-Connected solar farm | solar_photovoltaic | 1162 | 2 | 0 | 1 | 0 | 0 | 0 | 0 | 0 | 0 | 0 | 0 | 0 | 1 | 1 | 0 | 50 | 1 | 50 | 0 | 0 | 0 | 0 | 0 |  | 0 | 1 | 1 | 1 | 1 | 0 | 0
GS | Gansu Province Jinchuan Xipo Guoneng Grid-Connected solar farm | solar_photovoltaic | 1163 | 2 | 0 | 1 | 0 | 0 | 0 | 0 | 0 | 0 | 0 | 0 | 0 | 1 | 1 | 0 | 50 | 1 | 50 | 0 | 0 | 0 | 0 | 0 |  | 0 | 1 | 1 | 1 | 1 | 0 | 0
GS | Gansu Province Jinchuan Xipo Hengji Weiye Grid-Connected solar farm | solar_photovoltaic | 1164 | 2 | 0 | 1 | 0 | 0 | 0 | 0 | 0 | 0 | 0 | 0 | 0 | 1 | 1 | 0 | 100 | 1 | 100 | 0 | 0 | 0 | 0 | 0 |  | 0 | 1 | 1 | 1 | 1 | 0 | 0
GS | Gansu Province Jinchuan Xipo Huaneng Grid-Connected solar farm Phase 1 | solar_photovoltaic | 1165 | 2 | 0 | 1 | 0 | 0 | 0 | 0 | 0 | 0 | 0 | 0 | 0 | 1 | 1 | 0 | 50 | 1 | 50 | 0 | 0 | 0 | 0 | 0 |  | 0 | 1 | 1 | 1 | 1 | 0 | 0
GS | Gansu Province Jinchuan Xipo Huaneng Grid-Connected solar farm Phase 2 | solar_photovoltaic | 1166 | 2 | 0 | 1 | 0 | 0 | 0 | 0 | 0 | 0 | 0 | 0 | 0 | 1 | 1 | 0 | 50 | 1 | 50 | 0 | 0 | 0 | 0 | 0 |  | 0 | 1 | 1 | 1 | 1 | 0 | 0
GS | Gansu Province Jinchuan Xipo Jinyao Grid-Connected solar farm | solar_photovoltaic | 1167 | 2 | 0 | 1 | 0 | 0 | 0 | 0 | 0 | 0 | 0 | 0 | 0 | 1 | 1 | 0 | 50 | 1 | 50 | 0 | 0 | 0 | 0 | 0 |  | 0 | 1 | 1 | 1 | 1 | 0 | 0
GS | Gansu Province Jinchuan Xipo Junwei Grid-Connected solar farm | solar_photovoltaic | 1168 | 2 | 0 | 1 | 0 | 0 | 0 | 0 | 0 | 0 | 0 | 0 | 0 | 1 | 1 | 0 | 50 | 1 | 50 | 0 | 0 | 0 | 0 | 0 |  | 0 | 1 | 1 | 1 | 1 | 0 | 0
GS | Gansu Province Jinchuan Xipo Zhongxin Grid-Connected solar farm | solar_photovoltaic | 1169 | 2 | 0 | 1 | 0 | 0 | 0 | 0 | 0 | 0 | 0 | 0 | 0 | 1 | 1 | 0 | 100 | 1 | 100 | 0 | 0 | 0 | 0 | 0 |  | 0 | 1 | 1 | 1 | 1 | 0 | 0
GS | Gansu Province Jinchuan Zhenxin Grid-Connected solar farm | solar_photovoltaic | 1170 | 2 | 0 | 1 | 0 | 0 | 0 | 0 | 0 | 0 | 0 | 0 | 0 | 1 | 1 | 0 | 100 | 1 | 100 | 0 | 0 | 0 | 0 | 0 |  | 0 | 1 | 1 | 1 | 1 | 0 | 0
GS | Gansu Province Jinchuan Zhongke Grid-Connected solar farm | solar_photovoltaic | 1171 | 2 | 0 | 1 | 0 | 0 | 0 | 0 | 0 | 0 | 0 | 0 | 0 | 1 | 1 | 0 | 50 | 1 | 50 | 0 | 0 | 0 | 0 | 0 |  | 0 | 1 | 1 | 1 | 1 | 0 | 0
GS | Gansu Province Jinta Kesheng solar farm | solar_photovoltaic | 1172 | 2 | 0 | 1 | 0 | 0 | 0 | 0 | 0 | 0 | 0 | 0 | 0 | 1 | 1 | 0 | 40 | 1 | 40 | 0 | 0 | 0 | 0 | 0 |  | 0 | 1 | 1 | 1 | 1 | 0 | 0
GS | Gansu Province Jiuquan Dunhuang Jing'ao Grid-Connected solar farm Phase 1 | solar_photovoltaic | 1173 | 2 | 0 | 1 | 0 | 0 | 0 | 0 | 0 | 0 | 0 | 0 | 0 | 1 | 1 | 0 | 50 | 1 | 50 | 0 | 0 | 0 | 0 | 0 |  | 0 | 1 | 1 | 1 | 1 | 0 | 0
GS | Gansu Province Jiuquan Dunhuang Jing'ao Grid-Connected solar farm Phase 2 | solar_photovoltaic | 1174 | 2 | 0 | 1 | 0 | 0 | 0 | 0 | 0 | 0 | 0 | 0 | 0 | 1 | 1 | 0 | 50 | 1 | 50 | 0 | 0 | 0 | 0 | 0 |  | 0 | 1 | 1 | 1 | 1 | 0 | 0
GS | Gansu Province Jiuquan Dunhuang Linuo Grid-Connected solar farm Phase 1 | solar_photovoltaic | 1175 | 2 | 0 | 1 | 0 | 0 | 0 | 0 | 0 | 0 | 0 | 0 | 0 | 1 | 1 | 0 | 50 | 1 | 50 | 0 | 0 | 0 | 0 | 0 |  | 0 | 1 | 1 | 1 | 1 | 0 | 0
GS | Gansu Province Jiuquan Dunhuang Linuo Grid-Connected solar farm Phase 2 | solar_photovoltaic | 1176 | 2 | 0 | 1 | 0 | 0 | 0 | 0 | 0 | 0 | 0 | 0 | 0 | 1 | 1 | 0 | 20 | 1 | 20 | 0 | 0 | 0 | 0 | 0 |  | 0 | 1 | 1 | 1 | 1 | 0 | 0
GS | Gansu Province Jiuquan Dunhuang Tianrun Grid-Connected solar farm | solar_photovoltaic | 1177 | 2 | 0 | 1 | 0 | 0 | 0 | 0 | 0 | 0 | 0 | 0 | 0 | 1 | 1 | 0 | 30 | 1 | 30 | 0 | 0 | 0 | 0 | 0 |  | 0 | 1 | 1 | 1 | 1 | 0 | 0
GS | Gansu Province Jiuquan Dunhuang Zhengtai Grid-Connected solar farm | solar_photovoltaic | 1178 | 2 | 0 | 1 | 0 | 0 | 0 | 0 | 0 | 0 | 0 | 0 | 0 | 1 | 1 | 0 | 50 | 1 | 50 | 0 | 0 | 0 | 0 | 0 |  | 0 | 1 | 1 | 1 | 1 | 0 | 0
GS | Gansu Province Jiuquan Guazhou Grid-Connected solar farm | solar_photovoltaic | 1179 | 2 | 0 | 1 | 0 | 0 | 0 | 0 | 0 | 0 | 0 | 0 | 0 | 1 | 1 | 0 | 100 | 1 | 100 | 0 | 0 | 0 | 0 | 0 |  | 0 | 1 | 1 | 1 | 1 | 0 | 0
GS | Gansu Province Jiuquan Jinta Hongliuwa Grid-Connected solar farm | solar_photovoltaic | 1180 | 2 | 0 | 1 | 0 | 0 | 0 | 0 | 0 | 0 | 0 | 0 | 0 | 1 | 1 | 0 | 50 | 1 | 50 | 0 | 0 | 0 | 0 | 0 |  | 0 | 1 | 1 | 1 | 1 | 0 | 0
GS | Gansu Province Jiuquan Jinta Hongliuwa Wansheng Grid-Connected solar farm | solar_photovoltaic | 1181 | 2 | 0 | 1 | 0 | 0 | 0 | 0 | 0 | 0 | 0 | 0 | 0 | 1 | 1 | 0 | 100 | 1 | 100 | 0 | 0 | 0 | 0 | 0 |  | 0 | 1 | 1 | 1 | 1 | 0 | 0
GS | Gansu Province Jiuquan Suzhou Chaoyang Grid-Connected solar farm Phase 1 | solar_photovoltaic | 1182 | 2 | 0 | 1 | 0 | 0 | 0 | 0 | 0 | 0 | 0 | 0 | 0 | 1 | 1 | 0 | 50 | 1 | 50 | 0 | 0 | 0 | 0 | 0 |  | 0 | 1 | 1 | 1 | 1 | 0 | 0
GS | Gansu Province Jiuquan Suzhou Sanyang Grid-Connected solar farm Phase 2 | solar_photovoltaic | 1183 | 2 | 0 | 1 | 0 | 0 | 0 | 0 | 0 | 0 | 0 | 0 | 0 | 1 | 1 | 0 | 50 | 1 | 50 | 0 | 0 | 0 | 0 | 0 |  | 0 | 1 | 1 | 1 | 1 | 0 | 0
GS | Gansu Province Liangzhou Aotesiwei Grid-Connected solar farm | solar_photovoltaic | 1184 | 2 | 0 | 1 | 0 | 0 | 0 | 0 | 0 | 0 | 0 | 0 | 0 | 1 | 1 | 0 | 50 | 1 | 50 | 0 | 0 | 0 | 0 | 0 |  | 0 | 1 | 1 | 1 | 1 | 0 | 0
GS | Gansu Province Liangzhou CECEP Grid-Connected solar farm Phase 1 | solar_photovoltaic | 1185 | 2 | 0 | 1 | 0 | 0 | 0 | 0 | 0 | 0 | 0 | 0 | 0 | 1 | 1 | 0 | 20 | 1 | 20 | 0 | 0 | 0 | 0 | 0 |  | 0 | 1 | 1 | 1 | 1 | 0 | 0
GS | Gansu Province Liangzhou CECEP Grid-Connected solar farm Phase 2 | solar_photovoltaic | 1186 | 2 | 0 | 1 | 0 | 0 | 0 | 0 | 0 | 0 | 0 | 0 | 0 | 1 | 1 | 0 | 30 | 1 | 30 | 0 | 0 | 0 | 0 | 0 |  | 0 | 1 | 1 | 1 | 1 | 0 | 0
GS | Gansu Province Liangzhou CECEP Grid-Connected solar farm Phase 3 | solar_photovoltaic | 1187 | 2 | 0 | 1 | 0 | 0 | 0 | 0 | 0 | 0 | 0 | 0 | 0 | 1 | 1 | 0 | 30 | 1 | 30 | 0 | 0 | 0 | 0 | 0 |  | 0 | 1 | 1 | 1 | 1 | 0 | 0
GS | Gansu Province Liangzhou CECEP Grid-Connected solar farm Phase 4 | solar_photovoltaic | 1188 | 2 | 0 | 1 | 0 | 0 | 0 | 0 | 0 | 0 | 0 | 0 | 0 | 1 | 1 | 0 | 100 | 1 | 100 | 0 | 0 | 0 | 0 | 0 |  | 0 | 1 | 1 | 1 | 1 | 0 | 0
GS | Gansu Province Liangzhou CECEP Grid-Connected solar farm Phase 5 | solar_photovoltaic | 1189 | 2 | 0 | 1 | 0 | 0 | 0 | 0 | 0 | 0 | 0 | 0 | 0 | 1 | 1 | 0 | 100 | 1 | 100 | 0 | 0 | 0 | 0 | 0 |  | 0 | 1 | 1 | 1 | 1 | 0 | 0
GS | Gansu Province Liangzhou Zhongdiantou Grid-Connected solar farm | solar_photovoltaic | 1190 | 2 | 0 | 1 | 0 | 0 | 0 | 0 | 0 | 0 | 0 | 0 | 0 | 1 | 1 | 0 | 50 | 1 | 50 | 0 | 0 | 0 | 0 | 0 |  | 0 | 1 | 1 | 1 | 1 | 0 | 0
GS | Gansu Province Sunan Liuguduntan Grid-Connected solar farm | solar_photovoltaic | 1191 | 2 | 0 | 1 | 0 | 0 | 0 | 0 | 0 | 0 | 0 | 0 | 0 | 1 | 1 | 0 | 50 | 1 | 50 | 0 | 0 | 0 | 0 | 0 |  | 0 | 1 | 1 | 1 | 1 | 0 | 0
GS | Gansu Province Wuwei Hongshagang CECEP Grid-Connected solar farm Phase 1 | solar_photovoltaic | 1192 | 2 | 0 | 1 | 0 | 0 | 0 | 0 | 0 | 0 | 0 | 0 | 0 | 1 | 1 | 0 | 30 | 1 | 30 | 0 | 0 | 0 | 0 | 0 |  | 0 | 1 | 1 | 1 | 1 | 0 | 0
GS | Gansu Province Wuwei Hongshagang CECEP Grid-Connected solar farm Phase 2 | solar_photovoltaic | 1193 | 2 | 0 | 1 | 0 | 0 | 0 | 0 | 0 | 0 | 0 | 0 | 0 | 1 | 1 | 0 | 70 | 1 | 70 | 0 | 0 | 0 | 0 | 0 |  | 0 | 1 | 1 | 1 | 1 | 0 | 0
GS | Gansu Province Wuwei Hongshagang Huineng Grid-Connected solar farm | solar_photovoltaic | 1194 | 2 | 0 | 1 | 0 | 0 | 0 | 0 | 0 | 0 | 0 | 0 | 0 | 1 | 1 | 0 | 50 | 1 | 50 | 0 | 0 | 0 | 0 | 0 |  | 0 | 1 | 1 | 1 | 1 | 0 | 0
GS | Gansu Province Wuwei Hongshagang Liangzi Grid-Connected solar farm | solar_photovoltaic | 1195 | 2 | 0 | 1 | 0 | 0 | 0 | 0 | 0 | 0 | 0 | 0 | 0 | 1 | 1 | 0 | 50 | 1 | 50 | 0 | 0 | 0 | 0 | 0 |  | 0 | 1 | 1 | 1 | 1 | 0 | 0
GS | Gansu Province Wuwei Hongshagang Rize Grid-Connected solar farm Phase 1 | solar_photovoltaic | 1196 | 2 | 0 | 1 | 0 | 0 | 0 | 0 | 0 | 0 | 0 | 0 | 0 | 1 | 1 | 0 | 30 | 1 | 30 | 0 | 0 | 0 | 0 | 0 |  | 0 | 1 | 1 | 1 | 1 | 0 | 0
GS | Gansu Province Wuwei Liangzhou Dongrun Grid-Connected solar farm | solar_photovoltaic | 1197 | 2 | 0 | 1 | 0 | 0 | 0 | 0 | 0 | 0 | 0 | 0 | 0 | 1 | 1 | 0 | 50 | 1 | 50 | 0 | 0 | 0 | 0 | 0 |  | 0 | 1 | 1 | 1 | 1 | 0 | 0
GS | Gansu Province Wuwei Liangzhou Huadong Zhonghe Grid-Connected solar farm | solar_photovoltaic | 1198 | 2 | 0 | 1 | 0 | 0 | 0 | 0 | 0 | 0 | 0 | 0 | 0 | 1 | 1 | 0 | 50 | 1 | 50 | 0 | 0 | 0 | 0 | 0 |  | 0 | 1 | 1 | 1 | 1 | 0 | 0
GS | Gansu Province Wuwei Liangzhou Jiuyuan Grid-Connected solar farm | solar_photovoltaic | 1199 | 2 | 0 | 1 | 0 | 0 | 0 | 0 | 0 | 0 | 0 | 0 | 0 | 1 | 1 | 0 | 50 | 1 | 50 | 0 | 0 | 0 | 0 | 0 |  | 0 | 1 | 1 | 1 | 1 | 0 | 0
GS | Gansu Province Wuwei Liangzhou Runfeng Grid-Connected solar farm Phase 1 | solar_photovoltaic | 1200 | 2 | 0 | 1 | 0 | 0 | 0 | 0 | 0 | 0 | 0 | 0 | 0 | 1 | 1 | 0 | 30 | 1 | 30 | 0 | 0 | 0 | 0 | 0 |  | 0 | 1 | 1 | 1 | 1 | 0 | 0
GS | Gansu Province Wuwei Liangzhou Runfeng Grid-Connected solar farm Phase 2 | solar_photovoltaic | 1201 | 2 | 0 | 1 | 0 | 0 | 0 | 0 | 0 | 0 | 0 | 0 | 0 | 1 | 1 | 0 | 50 | 1 | 50 | 0 | 0 | 0 | 0 | 0 |  | 0 | 1 | 1 | 1 | 1 | 0 | 0
GS | Gansu Province Wuwei Liangzhou Sinohydro Grid-Connected solar farm | solar_photovoltaic | 1202 | 2 | 0 | 1 | 0 | 0 | 0 | 0 | 0 | 0 | 0 | 0 | 0 | 1 | 1 | 0 | 50 | 1 | 50 | 0 | 0 | 0 | 0 | 0 |  | 0 | 1 | 1 | 1 | 1 | 0 | 0
GS | Gansu Province Yongchang Dazhaitan Grid-Conneted solar farm Phase 1 | solar_photovoltaic | 1203 | 2 | 0 | 1 | 0 | 0 | 0 | 0 | 0 | 0 | 0 | 0 | 0 | 1 | 1 | 0 | 50 | 1 | 50 | 0 | 0 | 0 | 0 | 0 |  | 0 | 1 | 1 | 1 | 1 | 0 | 0
GS | Gansu Province Yongchang Heqingtan Grid-Conneted solar farm Phase 2 | solar_photovoltaic | 1204 | 2 | 0 | 1 | 0 | 0 | 0 | 0 | 0 | 0 | 0 | 0 | 0 | 1 | 1 | 0 | 50 | 1 | 50 | 0 | 0 | 0 | 0 | 0 |  | 0 | 1 | 1 | 1 | 1 | 0 | 0
GS | Gansu Province Yongchang Xiehe Grid-Conneted solar farm | solar_photovoltaic | 1205 | 2 | 0 | 1 | 0 | 0 | 0 | 0 | 0 | 0 | 0 | 0 | 0 | 1 | 1 | 0 | 50 | 1 | 50 | 0 | 0 | 0 | 0 | 0 |  | 0 | 1 | 1 | 1 | 1 | 0 | 0
GS | Gansu Province Yongchang Zhengtai Grid-Conneted solar farm Phase 1 | solar_photovoltaic | 1206 | 2 | 0 | 1 | 0 | 0 | 0 | 0 | 0 | 0 | 0 | 0 | 0 | 1 | 1 | 0 | 100 | 1 | 100 | 0 | 0 | 0 | 0 | 0 |  | 0 | 1 | 1 | 1 | 1 | 0 | 0
GS | Gansu Province Yongchang Zhengtai Grid-Conneted solar farm Phase 2 | solar_photovoltaic | 1207 | 2 | 0 | 1 | 0 | 0 | 0 | 0 | 0 | 0 | 0 | 0 | 0 | 1 | 1 | 0 | 100 | 1 | 100 | 0 | 0 | 0 | 0 | 0 |  | 0 | 1 | 1 | 1 | 1 | 0 | 0
GS | Gansu Province Yumen CECEP solar farm | solar_photovoltaic | 1208 | 2 | 0 | 1 | 0 | 0 | 0 | 0 | 0 | 0 | 0 | 0 | 0 | 1 | 1 | 0 | 50 | 1 | 50 | 0 | 0 | 0 | 0 | 0 |  | 0 | 1 | 1 | 1 | 1 | 0 | 0
GS | Gansu Province Yumen CNNC solar farm | solar_photovoltaic | 1209 | 2 | 0 | 1 | 0 | 0 | 0 | 0 | 0 | 0 | 0 | 0 | 0 | 1 | 1 | 0 | 50 | 1 | 50 | 0 | 0 | 0 | 0 | 0 |  | 0 | 1 | 1 | 1 | 1 | 0 | 0
GS | Gansu Province Yumen Datang solar farm | solar_photovoltaic | 1210 | 2 | 0 | 1 | 0 | 0 | 0 | 0 | 0 | 0 | 0 | 0 | 0 | 1 | 1 | 0 | 50 | 1 | 50 | 0 | 0 | 0 | 0 | 0 |  | 0 | 1 | 1 | 1 | 1 | 0 | 0
GS | Gansu Province Zhangye Linze Zhongdiantou Grid-Connected solar farm | solar_photovoltaic | 1211 | 2 | 0 | 1 | 0 | 0 | 0 | 0 | 0 | 0 | 0 | 0 | 0 | 1 | 1 | 0 | 50 | 1 | 50 | 0 | 0 | 0 | 0 | 0 |  | 0 | 1 | 1 | 1 | 1 | 0 | 0
GS | Gansu Province Zhangye Minle Huadian Grid-Connected solar farm | solar_photovoltaic | 1212 | 2 | 0 | 1 | 0 | 0 | 0 | 0 | 0 | 0 | 0 | 0 | 0 | 1 | 1 | 0 | 50 | 1 | 50 | 0 | 0 | 0 | 0 | 0 |  | 0 | 1 | 1 | 1 | 1 | 0 | 0
GS | Gansu Qingshui Huangmen solar farm | solar_photovoltaic | 1213 | 2 | 0 | 1 | 0 | 0 | 0 | 0 | 0 | 0 | 0 | 0 | 0 | 1 | 1 | 0 | 100 | 1 | 100 | 0 | 0 | 0 | 0 | 0 |  | 0 | 1 | 1 | 1 | 1 | 0 | 0
GS | Gansu Qingshui Huangmenzhen Lvdong solar farm | solar_photovoltaic | 1214 | 2 | 0 | 1 | 0 | 0 | 0 | 0 | 0 | 0 | 0 | 0 | 0 | 1 | 1 | 0 | 30 | 1 | 30 | 0 | 0 | 0 | 0 | 0 |  | 0 | 1 | 1 | 1 | 1 | 0 | 0
GS | Gansu Shandan Dongle Beitan Photovoltaic Base (China Nuclear Zhongboyuan) solar power plant | solar_photovoltaic | 1215 | 2 | 0 | 1 | 0 | 0 | 0 | 0 | 0 | 0 | 0 | 0 | 0 | 1 | 1 | 0 | 100 | 1 | 100 | 0 | 0 | 0 | 0 | 0 |  | 0 | 1 | 1 | 1 | 1 | 0 | 0
GS | Gansu Shandan Dongle Beitan Photovoltaic Base (Xijing) solar power plant | solar_photovoltaic | 1216 | 2 | 0 | 1 | 0 | 0 | 0 | 0 | 0 | 0 | 0 | 0 | 0 | 1 | 1 | 0 | 100 | 1 | 100 | 0 | 0 | 0 | 0 | 0 |  | 0 | 1 | 1 | 1 | 1 | 0 | 0
GS | Gansu Shandan Dongle Beitan Photovoltaic Base (Zhongna) solar power plant | solar_photovoltaic | 1217 | 2 | 0 | 1 | 0 | 0 | 0 | 0 | 0 | 0 | 0 | 0 | 0 | 1 | 1 | 0 | 100 | 1 | 100 | 0 | 0 | 0 | 0 | 0 |  | 0 | 1 | 1 | 1 | 1 | 0 | 0
GS | Gansu Shandan Donglebeitan (Tianju) solar farm | solar_photovoltaic | 1218 | 2 | 0 | 1 | 0 | 0 | 0 | 0 | 0 | 0 | 0 | 0 | 0 | 1 | 1 | 0 | 49.5 | 1 | 49.5 | 0 | 0 | 0 | 0 | 0 |  | 0 | 1 | 1 | 1 | 1 | 0 | 0
GS | Gansu Shandan Dongletan Photovoltaic Base China Power Construction solar power plant | solar_photovoltaic | 1219 | 2 | 0 | 1 | 0 | 0 | 0 | 0 | 0 | 0 | 0 | 0 | 0 | 1 | 1 | 0 | 300 | 1 | 300 | 0 | 0 | 0 | 0 | 0 |  | 0 | 1 | 1 | 1 | 1 | 0 | 0
GS | Gansu Shandan Dongletan Photovoltaic Base Heihe solar power plant | solar_photovoltaic | 1220 | 2 | 0 | 1 | 0 | 0 | 0 | 0 | 0 | 0 | 0 | 0 | 0 | 1 | 1 | 0 | 100 | 1 | 100 | 0 | 0 | 0 | 0 | 0 |  | 0 | 1 | 1 | 1 | 1 | 0 | 0
GS | Gansu Shandan Dongletan Photovoltaic Base State Power Investment solar power plant Phase 1 | solar_photovoltaic | 1221 | 2 | 0 | 1 | 0 | 0 | 0 | 0 | 0 | 0 | 0 | 0 | 0 | 1 | 1 | 0 | 100 | 1 | 100 | 0 | 0 | 0 | 0 | 0 |  | 0 | 1 | 1 | 1 | 1 | 0 | 0
GS | Gansu Shandan Dongletan Photovoltaic Base State Power Investment solar power plant Phase 2 | solar_photovoltaic | 1222 | 2 | 0 | 1 | 0 | 0 | 0 | 0 | 0 | 0 | 0 | 0 | 0 | 1 | 1 | 0 | 100 | 1 | 100 | 0 | 0 | 0 | 0 | 0 |  | 0 | 1 | 1 | 1 | 1 | 0 | 0
GS | Gansu Shandan Donglezhen Beitan solar farm | solar_photovoltaic | 1223 | 2 | 0 | 1 | 0 | 0 | 0 | 0 | 0 | 0 | 0 | 0 | 0 | 1 | 1 | 0 | 49.5 | 1 | 49.5 | 0 | 0 | 0 | 0 | 0 |  | 0 | 1 | 1 | 1 | 1 | 0 | 0
GS | Gansu Shandong Power Export Huanxian (Huaneng) Wind/Solar Demonstration Project solar farms A1 | solar_photovoltaic | 1224 | 2 | 0 | 1 | 0 | 0 | 0 | 0 | 0 | 0 | 0 | 0 | 0 | 1 | 1 | 0 | 105.6 | 1 | 105.6 | 0 | 0 | 0 | 0 | 0 |  | 0 | 1 | 1 | 1 | 1 | 0 | 0
GS | Gansu Shandong Power Export Huanxian (Huaneng) Wind/Solar Demonstration Project solar farms A2 | solar_photovoltaic | 1225 | 2 | 0 | 1 | 0 | 0 | 0 | 0 | 0 | 0 | 0 | 0 | 0 | 1 | 1 | 0 | 160.8 | 1 | 160.8 | 0 | 0 | 0 | 0 | 0 |  | 0 | 1 | 1 | 1 | 1 | 0 | 0
GS | Gansu Shandong Power Export Huanxian (Huaneng) Wind/Solar Demonstration Project solar farms B1 | solar_photovoltaic | 1226 | 2 | 0 | 1 | 0 | 0 | 0 | 0 | 0 | 0 | 0 | 0 | 0 | 1 | 1 | 0 | 179 | 1 | 179 | 0 | 0 | 0 | 0 | 0 |  | 0 | 1 | 1 | 1 | 1 | 0 | 0
GS | Gansu Shandong Power Export Huanxian (Huaneng) Wind/Solar Demonstration Project solar farms B2 | solar_photovoltaic | 1227 | 2 | 0 | 1 | 0 | 0 | 0 | 0 | 0 | 0 | 0 | 0 | 0 | 1 | 1 | 0 | 179 | 1 | 179 | 0 | 0 | 0 | 0 | 0 |  | 0 | 1 | 1 | 1 | 1 | 0 | 0
GS | Gansu Shandong Power Export Huanxian (Huaneng) Wind/Solar Demonstration Project solar farms C1 | solar_photovoltaic | 1228 | 2 | 0 | 1 | 0 | 0 | 0 | 0 | 0 | 0 | 0 | 0 | 0 | 1 | 1 | 0 | 168 | 1 | 168 | 0 | 0 | 0 | 0 | 0 |  | 0 | 1 | 1 | 1 | 1 | 0 | 0
GS | Gansu Shandong Power Export Huanxian (Huaneng) Wind/Solar Demonstration Project solar farms C2 | solar_photovoltaic | 1229 | 2 | 0 | 1 | 0 | 0 | 0 | 0 | 0 | 0 | 0 | 0 | 0 | 1 | 1 | 0 | 168 | 1 | 168 | 0 | 0 | 0 | 0 | 0 |  | 0 | 1 | 1 | 1 | 1 | 0 | 0
GS | Gansu Shandong Power Export Huanxian (Huaneng) Wind/Solar Demonstration Project solar farms D1 | solar_photovoltaic | 1230 | 2 | 0 | 1 | 0 | 0 | 0 | 0 | 0 | 0 | 0 | 0 | 0 | 1 | 1 | 0 | 90 | 1 | 90 | 0 | 0 | 0 | 0 | 0 |  | 0 | 1 | 1 | 1 | 1 | 0 | 0
GS | Gansu Shandong Power Export Huanxian (Huaneng) Wind/Solar Demonstration Project solar farms D2 | solar_photovoltaic | 1231 | 2 | 0 | 1 | 0 | 0 | 0 | 0 | 0 | 0 | 0 | 0 | 0 | 1 | 1 | 0 | 90 | 1 | 90 | 0 | 0 | 0 | 0 | 0 |  | 0 | 1 | 1 | 1 | 1 | 0 | 0
GS | Gansu Shandong Power Export Huanxian (Huaneng) Wind/Solar Demonstration Project solar farms E1 | solar_photovoltaic | 1232 | 2 | 0 | 1 | 0 | 0 | 0 | 0 | 0 | 0 | 0 | 0 | 0 | 1 | 1 | 0 | 90 | 1 | 90 | 0 | 0 | 0 | 0 | 0 |  | 0 | 1 | 1 | 1 | 1 | 0 | 0
GS | Gansu Shandong Power Export Huanxian (Huaneng) Wind/Solar Demonstration Project solar farms E2 | solar_photovoltaic | 1233 | 2 | 0 | 1 | 0 | 0 | 0 | 0 | 0 | 0 | 0 | 0 | 0 | 1 | 1 | 0 | 90 | 1 | 90 | 0 | 0 | 0 | 0 | 0 |  | 0 | 1 | 1 | 1 | 1 | 0 | 0
GS | Gansu Shandong Power Export Huanxian (Huaneng) Wind/Solar Demonstration Project solar farms F1 | solar_photovoltaic | 1234 | 2 | 0 | 1 | 0 | 0 | 0 | 0 | 0 | 0 | 0 | 0 | 0 | 1 | 1 | 0 | 90 | 1 | 90 | 0 | 0 | 0 | 0 | 0 |  | 0 | 1 | 1 | 1 | 1 | 0 | 0
GS | Gansu Shandong Power Export Huanxian (Huaneng) Wind/Solar Demonstration Project solar farms F2 | solar_photovoltaic | 1235 | 2 | 0 | 1 | 0 | 0 | 0 | 0 | 0 | 0 | 0 | 0 | 0 | 1 | 1 | 0 | 90 | 1 | 90 | 0 | 0 | 0 | 0 | 0 |  | 0 | 1 | 1 | 1 | 1 | 0 | 0
GS | Gansu solar project | solar_photovoltaic | 1236 | 2 | 0 | 1 | 0 | 0 | 0 | 0 | 0 | 0 | 0 | 0 | 0 | 1 | 1 | 0 | 1.2 | 1 | 1.2 | 0 | 0 | 0 | 0 | 0 |  | 0 | 1 | 1 | 1 | 1 | 0 | 0
GS | Gansu Subei Mazongshan (Luneng) solar farm | solar_photovoltaic | 1237 | 2 | 0 | 1 | 0 | 0 | 0 | 0 | 0 | 0 | 0 | 0 | 0 | 1 | 1 | 0 | 50 | 1 | 50 | 0 | 0 | 0 | 0 | 0 |  | 0 | 1 | 1 | 1 | 1 | 0 | 0
GS | Gansu Subei Mazongshan (Three Gorges) solar farm | solar_photovoltaic | 1238 | 2 | 0 | 1 | 0 | 0 | 0 | 0 | 0 | 0 | 0 | 0 | 0 | 1 | 1 | 0 | 50 | 1 | 50 | 0 | 0 | 0 | 0 | 0 |  | 0 | 1 | 1 | 1 | 1 | 0 | 0
GS | Gansu Subei Qingyanggou Hongyuan solar farm | solar_photovoltaic | 1239 | 2 | 0 | 1 | 0 | 0 | 0 | 0 | 0 | 0 | 0 | 0 | 0 | 1 | 1 | 0 | 30 | 1 | 30 | 0 | 0 | 0 | 0 | 0 |  | 0 | 1 | 1 | 1 | 1 | 0 | 0
GS | Gansu Sunan Liugu Duntan Huaneng solar power plant | solar_photovoltaic | 1240 | 2 | 0 | 1 | 0 | 0 | 0 | 0 | 0 | 0 | 0 | 0 | 0 | 1 | 1 | 0 | 200 | 1 | 200 | 0 | 0 | 0 | 0 | 0 |  | 0 | 1 | 1 | 1 | 1 | 0 | 0
GS | Gansu Sunan Minghua Liuguduntan solar farm | solar_photovoltaic | 1241 | 2 | 0 | 1 | 0 | 0 | 0 | 0 | 0 | 0 | 0 | 0 | 0 | 1 | 1 | 0 | 99.5 | 1 | 99.5 | 0 | 0 | 0 | 0 | 0 |  | 0 | 1 | 1 | 1 | 1 | 0 | 0
GS | Gansu Suzhou (Dongfang) Green Hydrogen solar farm | solar_photovoltaic | 1242 | 2 | 0 | 1 | 0 | 0 | 0 | 0 | 0 | 0 | 0 | 0 | 0 | 1 | 1 | 0 | 50 | 1 | 50 | 0 | 0 | 0 | 0 | 0 |  | 0 | 1 | 1 | 1 | 1 | 0 | 0
GS | Gansu Suzhou (Huihe) solar farm | solar_photovoltaic | 1243 | 2 | 0 | 1 | 0 | 0 | 0 | 0 | 0 | 0 | 0 | 0 | 0 | 1 | 1 | 0 | 100 | 1 | 100 | 0 | 0 | 0 | 0 | 0 |  | 0 | 1 | 1 | 1 | 1 | 0 | 0
GS | Gansu Suzhou (Zhuoyao) solar farm | solar_photovoltaic | 1244 | 2 | 0 | 1 | 0 | 0 | 0 | 0 | 0 | 0 | 0 | 0 | 0 | 1 | 1 | 0 | 100 | 1 | 100 | 0 | 0 | 0 | 0 | 0 |  | 0 | 1 | 1 | 1 | 1 | 0 | 0
GS | Gansu Suzhou Asia New Energy solar farm | solar_photovoltaic | 1245 | 2 | 0 | 1 | 0 | 0 | 0 | 0 | 0 | 0 | 0 | 0 | 0 | 1 | 1 | 0 | 20 | 1 | 20 | 0 | 0 | 0 | 0 | 0 |  | 0 | 1 | 1 | 1 | 1 | 0 | 0
GS | Gansu Suzhou District Dongdongtan Hairun solar farm | solar_photovoltaic | 1246 | 2 | 0 | 1 | 0 | 0 | 0 | 0 | 0 | 0 | 0 | 0 | 0 | 1 | 1 | 0 | 50 | 1 | 50 | 0 | 0 | 0 | 0 | 0 |  | 0 | 1 | 1 | 1 | 1 | 0 | 0
GS | Gansu Suzhou District Dongdongtan Jinyige solar farm Phase 2 | solar_photovoltaic | 1247 | 2 | 0 | 1 | 0 | 0 | 0 | 0 | 0 | 0 | 0 | 0 | 0 | 1 | 1 | 0 | 20 | 1 | 20 | 0 | 0 | 0 | 0 | 0 |  | 0 | 1 | 1 | 1 | 1 | 0 | 0
GS | Gansu Suzhou Dongdongtan (Luneng) solar farm | solar_photovoltaic | 1248 | 2 | 0 | 1 | 0 | 0 | 0 | 0 | 0 | 0 | 0 | 0 | 0 | 1 | 1 | 0 | 50 | 1 | 50 | 0 | 0 | 0 | 0 | 0 |  | 0 | 1 | 1 | 1 | 1 | 0 | 0
GS | Gansu Suzhou Dongdongtan Dongfang solar farm | solar_photovoltaic | 1249 | 2 | 0 | 1 | 0 | 0 | 0 | 0 | 0 | 0 | 0 | 0 | 0 | 1 | 1 | 0 | 20 | 1 | 20 | 0 | 0 | 0 | 0 | 0 |  | 0 | 1 | 1 | 1 | 1 | 0 | 0
GS | Gansu Suzhou Dongruntan (China Power Construction) solar farm | solar_photovoltaic | 1250 | 2 | 0 | 1 | 0 | 0 | 0 | 0 | 0 | 0 | 0 | 0 | 0 | 1 | 1 | 0 | 200 | 1 | 200 | 0 | 0 | 0 | 0 | 0 |  | 0 | 1 | 1 | 1 | 1 | 0 | 0
GS | Gansu Suzhou Dongruntan (Guorun) solar farm | solar_photovoltaic | 1251 | 2 | 0 | 1 | 0 | 0 | 0 | 0 | 0 | 0 | 0 | 0 | 0 | 1 | 1 | 0 | 100 | 1 | 100 | 0 | 0 | 0 | 0 | 0 |  | 0 | 1 | 1 | 1 | 1 | 0 | 0
GS | Gansu Suzhou Jiuquan Economic and Technological Development Zone Industrial Investment rooftop solar project | solar_photovoltaic | 1252 | 2 | 0 | 1 | 0 | 0 | 0 | 0 | 0 | 0 | 0 | 0 | 0 | 1 | 1 | 0 | 3.4 | 1 | 3.4 | 0 | 0 | 0 | 0 | 0 |  | 0 | 1 | 1 | 1 | 1 | 0 | 0
GS | Gansu Suzhou Jiuquan Economic and Technological Development Zone Industrial Investment Rooftop solar project | solar_photovoltaic | 1253 | 2 | 0 | 1 | 0 | 0 | 0 | 0 | 0 | 0 | 0 | 0 | 0 | 1 | 1 | 0 | 3.9 | 1 | 3.9 | 0 | 0 | 0 | 0 | 0 |  | 0 | 1 | 1 | 1 | 1 | 0 | 0
GS | Gansu Suzhou Jiuquan Xingheng Project rooftop solar project | solar_photovoltaic | 1254 | 2 | 0 | 1 | 0 | 0 | 0 | 0 | 0 | 0 | 0 | 0 | 0 | 1 | 1 | 0 | 3 | 1 | 3 | 0 | 0 | 0 | 0 | 0 |  | 0 | 1 | 1 | 1 | 1 | 0 | 0
GS | Gansu Suzhou Jiuquan Xingyang Engineering rooftop solar project I | solar_photovoltaic | 1255 | 2 | 0 | 1 | 0 | 0 | 0 | 0 | 0 | 0 | 0 | 0 | 0 | 1 | 1 | 0 | 6 | 1 | 6 | 0 | 0 | 0 | 0 | 0 |  | 0 | 1 | 1 | 1 | 1 | 0 | 0
GS | Gansu Suzhou Jiuquan Xingyang Engineering rooftop solar project II | solar_photovoltaic | 1256 | 2 | 0 | 1 | 0 | 0 | 0 | 0 | 0 | 0 | 0 | 0 | 0 | 1 | 1 | 0 | 5.4 | 1 | 5.4 | 0 | 0 | 0 | 0 | 0 |  | 0 | 1 | 1 | 1 | 1 | 0 | 0
GS | Gansu Tongwei Jinghong Poverty Alleviation solar farm | solar_photovoltaic | 1257 | 2 | 0 | 1 | 0 | 0 | 0 | 0 | 0 | 0 | 0 | 0 | 0 | 1 | 1 | 0 | 50 | 1 | 50 | 0 | 0 | 0 | 0 | 0 |  | 0 | 1 | 1 | 1 | 1 | 0 | 0
GS | Gansu Wuwei (Yili) solar farm | solar_photovoltaic | 1258 | 2 | 0 | 1 | 0 | 0 | 0 | 0 | 0 | 0 | 0 | 0 | 0 | 1 | 1 | 0 | 500 | 1 | 500 | 0 | 0 | 0 | 0 | 0 |  | 0 | 1 | 1 | 1 | 1 | 0 | 0
GS | Gansu Wuwei Gulang (Xinhua) solar farm | solar_photovoltaic | 1259 | 2 | 0 | 1 | 0 | 0 | 0 | 0 | 0 | 0 | 0 | 0 | 0 | 1 | 1 | 0 | 150 | 1 | 150 | 0 | 0 | 0 | 0 | 0 |  | 0 | 1 | 1 | 1 | 1 | 0 | 0
GS | Gansu Wuwei Gulang Jiayu solar power plant Phase 1 | solar_photovoltaic | 1260 | 2 | 0 | 1 | 0 | 0 | 0 | 0 | 0 | 0 | 0 | 0 | 0 | 1 | 1 | 0 | 300 | 1 | 300 | 0 | 0 | 0 | 0 | 0 |  | 0 | 1 | 1 | 1 | 1 | 0 | 0
GS | Gansu Wuwei Gulang Jiayu solar power plant Phase 2 | solar_photovoltaic | 1261 | 2 | 0 | 1 | 0 | 0 | 0 | 0 | 0 | 0 | 0 | 0 | 0 | 1 | 1 | 0 | 200 | 1 | 200 | 0 | 0 | 0 | 0 | 0 |  | 0 | 1 | 1 | 1 | 1 | 0 | 0
GS | Gansu Wuwei Huineng New Energy Development Hongshagang solar project | solar_photovoltaic | 1262 | 2 | 0 | 1 | 0 | 0 | 0 | 0 | 0 | 0 | 0 | 0 | 0 | 1 | 1 | 0 | 9 | 1 | 9 | 0 | 0 | 0 | 0 | 0 |  | 0 | 1 | 1 | 1 | 1 | 0 | 0
GS | Gansu Wuwei Liangzhou "Three-Dimensional" Desert Control Demonstration solar power plant | solar_photovoltaic | 1263 | 2 | 0 | 1 | 0 | 0 | 0 | 0 | 0 | 0 | 0 | 0 | 0 | 1 | 1 | 0 | 200 | 1 | 200 | 0 | 0 | 0 | 0 | 0 |  | 0 | 1 | 1 | 1 | 1 | 0 | 0
GS | Gansu Wuwei Liangzhou (China Power International) solar power plant | solar_photovoltaic | 1264 | 2 | 0 | 1 | 0 | 0 | 0 | 0 | 0 | 0 | 0 | 0 | 0 | 1 | 1 | 0 | 70 | 1 | 70 | 0 | 0 | 0 | 0 | 0 |  | 0 | 1 | 1 | 1 | 1 | 0 | 0
GS | Gansu Wuwei Liangzhou Jiuduntan (Huadian) Desert Control solar power plant Phase 1 | solar_photovoltaic | 1265 | 2 | 0 | 1 | 0 | 0 | 0 | 0 | 0 | 0 | 0 | 0 | 0 | 1 | 1 | 0 | 200 | 1 | 200 | 0 | 0 | 0 | 0 | 0 |  | 0 | 1 | 1 | 1 | 1 | 0 | 0
GS | Gansu Wuwei Liangzhou Jiuduntan (Huaneng) solar power plant | solar_photovoltaic | 1266 | 2 | 0 | 1 | 0 | 0 | 0 | 0 | 0 | 0 | 0 | 0 | 0 | 1 | 1 | 0 | 100 | 1 | 100 | 0 | 0 | 0 | 0 | 0 |  | 0 | 1 | 1 | 1 | 1 | 0 | 0
GS | Gansu Wuwei Liangzhou Jiuduntan (Three Gorges) Desert Control solar power plant | solar_photovoltaic | 1267 | 2 | 0 | 1 | 0 | 0 | 0 | 0 | 0 | 0 | 0 | 0 | 0 | 1 | 1 | 0 | 200 | 1 | 200 | 0 | 0 | 0 | 0 | 0 |  | 0 | 1 | 1 | 1 | 1 | 0 | 0
GS | Gansu Wuwei Liangzhou Jiuduntan (Zhejiang Zhengtai) Desert Control solar power plant | solar_photovoltaic | 1268 | 2 | 0 | 1 | 0 | 0 | 0 | 0 | 0 | 0 | 0 | 0 | 0 | 1 | 1 | 0 | 200 | 1 | 200 | 0 | 0 | 0 | 0 | 0 |  | 0 | 1 | 1 | 1 | 1 | 0 | 0
GS | Gansu Wuwei Minqin (China Energy Construction) Desert Control solar power plant | solar_photovoltaic | 1269 | 2 | 0 | 1 | 0 | 0 | 0 | 0 | 0 | 0 | 0 | 0 | 0 | 1 | 1 | 0 | 200 | 1 | 200 | 0 | 0 | 0 | 0 | 0 |  | 0 | 1 | 1 | 1 | 1 | 0 | 0
GS | Gansu Xigu District Dahongshan solar farm | solar_photovoltaic | 1270 | 2 | 0 | 1 | 0 | 0 | 0 | 0 | 0 | 0 | 0 | 0 | 0 | 1 | 1 | 0 | 50 | 1 | 50 | 0 | 0 | 0 | 0 | 0 |  | 0 | 1 | 1 | 1 | 1 | 0 | 0
GS | Gansu Xigu Hekouzhen Dawanshan solar farm | solar_photovoltaic | 1271 | 2 | 0 | 1 | 0 | 0 | 0 | 0 | 0 | 0 | 0 | 0 | 0 | 1 | 1 | 0 | 80 | 1 | 80 | 0 | 0 | 0 | 0 | 0 |  | 0 | 1 | 1 | 1 | 1 | 0 | 0
GS | Gansu Xigu Qingshitai solar farm | solar_photovoltaic | 1272 | 2 | 0 | 1 | 0 | 0 | 0 | 0 | 0 | 0 | 0 | 0 | 0 | 1 | 1 | 0 | 50 | 1 | 50 | 0 | 0 | 0 | 0 | 0 |  | 0 | 1 | 1 | 1 | 1 | 0 | 0
GS | Gansu Xingye County solar project | solar_photovoltaic | 1273 | 2 | 0 | 1 | 0 | 0 | 0 | 0 | 0 | 0 | 0 | 0 | 0 | 1 | 1 | 0 | 10 | 1 | 10 | 0 | 0 | 0 | 0 | 0 |  | 0 | 1 | 1 | 1 | 1 | 0 | 0
GS | Gansu Yongchang (China Nuclear) solar farm | solar_photovoltaic | 1274 | 2 | 0 | 1 | 0 | 0 | 0 | 0 | 0 | 0 | 0 | 0 | 0 | 1 | 1 | 0 | 300 | 1 | 300 | 0 | 0 | 0 | 0 | 0 |  | 0 | 1 | 1 | 1 | 1 | 0 | 0
GS | Gansu Yongchang Heqingtan (China Academy of Sciences) solar farm | solar_photovoltaic | 1275 | 2 | 0 | 1 | 0 | 0 | 0 | 0 | 0 | 0 | 0 | 0 | 0 | 1 | 1 | 0 | 300 | 1 | 300 | 0 | 0 | 0 | 0 | 0 |  | 0 | 1 | 1 | 1 | 1 | 0 | 0
GS | Gansu Yongchang Heqingtan (Gansu Power Investment) solar farm | solar_photovoltaic | 1276 | 2 | 0 | 1 | 0 | 0 | 0 | 0 | 0 | 0 | 0 | 0 | 0 | 1 | 1 | 0 | 300 | 1 | 300 | 0 | 0 | 0 | 0 | 0 |  | 0 | 1 | 1 | 1 | 1 | 0 | 0
GS | Gansu Yongchang Heqingtan (Huaneng) solar farm | solar_photovoltaic | 1277 | 2 | 0 | 1 | 0 | 0 | 0 | 0 | 0 | 0 | 0 | 0 | 0 | 1 | 1 | 0 | 50 | 1 | 50 | 0 | 0 | 0 | 0 | 0 |  | 0 | 1 | 1 | 1 | 1 | 0 | 0
GS | Gansu Yongchang Heqingtan (Zhengtai) solar farm | solar_photovoltaic | 1278 | 2 | 0 | 1 | 0 | 0 | 0 | 0 | 0 | 0 | 0 | 0 | 0 | 1 | 1 | 0 | 100 | 1 | 100 | 0 | 0 | 0 | 0 | 0 |  | 0 | 1 | 1 | 1 | 1 | 0 | 0
GS | Gansu Yongchang Longyuan New Energy County Company Jiahe Substation 121 Hejiawan Line High Voltage User solar project | solar_photovoltaic | 1279 | 2 | 0 | 1 | 0 | 0 | 0 | 0 | 0 | 0 | 0 | 0 | 0 | 1 | 1 | 0 | 1.3 | 1 | 1.3 | 0 | 0 | 0 | 0 | 0 |  | 0 | 1 | 1 | 1 | 1 | 0 | 0
GS | Gansu Yongchang Longyuan New Energy County Company Liuba Substation 113 Liutuan Offline Pai Village solar project | solar_photovoltaic | 1280 | 2 | 0 | 1 | 0 | 0 | 0 | 0 | 0 | 0 | 0 | 0 | 0 | 1 | 1 | 0 | 1.5 | 1 | 1.5 | 0 | 0 | 0 | 0 | 0 |  | 0 | 1 | 1 | 1 | 1 | 0 | 0
GS | Gansu Yongdeng (China Resources) Pastoral solar farm Phase 1 | solar_photovoltaic | 1281 | 2 | 0 | 1 | 0 | 0 | 0 | 0 | 0 | 0 | 0 | 0 | 0 | 1 | 1 | 0 | 300 | 1 | 300 | 0 | 0 | 0 | 0 | 0 |  | 0 | 1 | 1 | 1 | 1 | 0 | 0
GS | Gansu Yongdeng (China Resources) Pastoral solar farm Phase 2 | solar_photovoltaic | 1282 | 2 | 0 | 1 | 0 | 0 | 0 | 0 | 0 | 0 | 0 | 0 | 0 | 1 | 1 | 0 | 300 | 1 | 300 | 0 | 0 | 0 | 0 | 0 |  | 0 | 1 | 1 | 1 | 1 | 0 | 0
GS | Gansu Yongdeng (Longyuan)_solar farm | solar_photovoltaic | 1283 | 2 | 0 | 1 | 0 | 0 | 0 | 0 | 0 | 0 | 0 | 0 | 0 | 1 | 1 | 0 | 100 | 1 | 100 | 0 | 0 | 0 | 0 | 0 |  | 0 | 1 | 1 | 1 | 1 | 0 | 0
GS | Gansu Yongdeng Hongyang solar farm Phase 1 | solar_photovoltaic | 1284 | 2 | 0 | 1 | 0 | 0 | 0 | 0 | 0 | 0 | 0 | 0 | 0 | 1 | 1 | 0 | 20 | 1 | 20 | 0 | 0 | 0 | 0 | 0 |  | 0 | 1 | 1 | 1 | 1 | 0 | 0
GS | Gansu Yongdeng Huake Electrical Lanzhou New District Rooftop solar project | solar_photovoltaic | 1285 | 2 | 0 | 1 | 0 | 0 | 0 | 0 | 0 | 0 | 0 | 0 | 0 | 1 | 1 | 0 | 1.6 | 1 | 1.6 | 0 | 0 | 0 | 0 | 0 |  | 0 | 1 | 1 | 1 | 1 | 0 | 0
GS | Gansu Yongdeng Shangchuan Taike solar farm | solar_photovoltaic | 1286 | 2 | 0 | 1 | 0 | 0 | 0 | 0 | 0 | 0 | 0 | 0 | 0 | 1 | 1 | 0 | 50 | 1 | 50 | 0 | 0 | 0 | 0 | 0 |  | 0 | 1 | 1 | 1 | 1 | 0 | 0
GS | Gansu Yongjing (China Energy Investment) solar farm | solar_photovoltaic | 1287 | 2 | 0 | 1 | 0 | 0 | 0 | 0 | 0 | 0 | 0 | 0 | 0 | 1 | 1 | 0 | 130 | 1 | 130 | 0 | 0 | 0 | 0 | 0 |  | 0 | 1 | 1 | 1 | 1 | 0 | 0
GS | Gansu Yongjing Xinsi solar farm | solar_photovoltaic | 1288 | 2 | 0 | 1 | 0 | 0 | 0 | 0 | 0 | 0 | 0 | 0 | 0 | 1 | 1 | 0 | 60 | 1 | 60 | 0 | 0 | 0 | 0 | 0 |  | 0 | 1 | 1 | 1 | 1 | 0 | 0
GS | Gansu Yongjing Yanguoxia solar farm | solar_photovoltaic | 1289 | 2 | 0 | 1 | 0 | 0 | 0 | 0 | 0 | 0 | 0 | 0 | 0 | 1 | 1 | 0 | 260 | 1 | 260 | 0 | 0 | 0 | 0 | 0 |  | 0 | 1 | 1 | 1 | 1 | 0 | 0
GS | Gansu Yumen (China Nuclear Xin'ao) solar and wind complex with storage Photovoltaic | solar_photovoltaic | 1290 | 2 | 0 | 1 | 0 | 0 | 0 | 0 | 0 | 0 | 0 | 0 | 0 | 1 | 1 | 0 | 400 | 1 | 400 | 0 | 0 | 0 | 0 | 0 |  | 0 | 1 | 1 | 1 | 1 | 0 | 0
GS | Gansu Yumen (China Nuclear Xin'ao) solar and wind complex with storage Solar Thermal | solar_photovoltaic | 1291 | 2 | 0 | 1 | 0 | 0 | 0 | 0 | 0 | 0 | 0 | 0 | 0 | 1 | 1 | 0 | 100 | 1 | 100 | 0 | 0 | 0 | 0 | 0 |  | 0 | 1 | 1 | 1 | 1 | 0 | 0
GS | Gansu Yumen (PetroChina) Experimental Renewable Hydrogen solar power plant | solar_photovoltaic | 1292 | 2 | 0 | 1 | 0 | 0 | 0 | 0 | 0 | 0 | 0 | 0 | 0 | 1 | 1 | 0 | 160 | 1 | 160 | 0 | 0 | 0 | 0 | 0 |  | 0 | 1 | 1 | 1 | 1 | 0 | 0
GS | Gansu Yumen (Xinneng) solar farm | solar_photovoltaic | 1293 | 2 | 0 | 1 | 0 | 0 | 0 | 0 | 0 | 0 | 0 | 0 | 0 | 1 | 1 | 0 | 50 | 1 | 50 | 0 | 0 | 0 | 0 | 0 |  | 0 | 1 | 1 | 1 | 1 | 0 | 0
GS | Gansu Yumen 300 MW (PetroChina) solar farm | solar_photovoltaic | 1294 | 2 | 0 | 1 | 0 | 0 | 0 | 0 | 0 | 0 | 0 | 0 | 0 | 1 | 1 | 0 | 300 | 1 | 300 | 0 | 0 | 0 | 0 | 0 |  | 0 | 1 | 1 | 1 | 1 | 0 | 0
GS | Gansu Yumen Changma CECEP solar farm Phase 1 | solar_photovoltaic | 1295 | 2 | 0 | 1 | 0 | 0 | 0 | 0 | 0 | 0 | 0 | 0 | 0 | 1 | 1 | 0 | 9 | 1 | 9 | 0 | 0 | 0 | 0 | 0 |  | 0 | 1 | 1 | 1 | 1 | 0 | 0
GS | Gansu Yumen Changma CECEP solar farm Phase 2 | solar_photovoltaic | 1296 | 2 | 0 | 1 | 0 | 0 | 0 | 0 | 0 | 0 | 0 | 0 | 0 | 1 | 1 | 0 | 20 | 1 | 20 | 0 | 0 | 0 | 0 | 0 |  | 0 | 1 | 1 | 1 | 1 | 0 | 0
GS | Gansu Yumen Changma CECEP solar farm Phase 3 | solar_photovoltaic | 1297 | 2 | 0 | 1 | 0 | 0 | 0 | 0 | 0 | 0 | 0 | 0 | 0 | 1 | 1 | 0 | 25 | 1 | 25 | 0 | 0 | 0 | 0 | 0 |  | 0 | 1 | 1 | 1 | 1 | 0 | 0
GS | Gansu Yumen Dongzhen 200 MW (PetroChina) solar farm | solar_photovoltaic | 1298 | 2 | 0 | 1 | 0 | 0 | 0 | 0 | 0 | 0 | 0 | 0 | 0 | 1 | 1 | 0 | 200 | 1 | 200 | 0 | 0 | 0 | 0 | 0 |  | 0 | 1 | 1 | 1 | 1 | 0 | 0
GS | Gansu Yumen East (PetroChina) solar power plant | solar_photovoltaic | 1299 | 2 | 0 | 1 | 0 | 0 | 0 | 0 | 0 | 0 | 0 | 0 | 0 | 1 | 1 | 0 | 200 | 1 | 200 | 0 | 0 | 0 | 0 | 0 |  | 0 | 1 | 1 | 1 | 1 | 0 | 0
GS | Gansu Yumen Gansu Mining Area solar farm | solar_photovoltaic | 1300 | 2 | 0 | 1 | 0 | 0 | 0 | 0 | 0 | 0 | 0 | 0 | 0 | 1 | 1 | 0 | 50 | 1 | 50 | 0 | 0 | 0 | 0 | 0 |  | 0 | 1 | 1 | 1 | 1 | 0 | 0
GS | Gansu Yumen Mahuangtan solar farm | solar_photovoltaic | 1301 | 2 | 0 | 1 | 0 | 0 | 0 | 0 | 0 | 0 | 0 | 0 | 0 | 1 | 1 | 0 | 50 | 1 | 50 | 0 | 0 | 0 | 0 | 0 |  | 0 | 1 | 1 | 1 | 1 | 0 | 0
GS | Gansu Yumen Mining Area (China Nuclear) solar farm | solar_photovoltaic | 1302 | 2 | 0 | 1 | 0 | 0 | 0 | 0 | 0 | 0 | 0 | 0 | 0 | 1 | 1 | 0 | 50 | 1 | 50 | 0 | 0 | 0 | 0 | 0 |  | 0 | 1 | 1 | 1 | 1 | 0 | 0
GS | Gansu Yumen Yumendong Yonglian solar farm | solar_photovoltaic | 1303 | 2 | 0 | 1 | 0 | 0 | 0 | 0 | 0 | 0 | 0 | 0 | 0 | 1 | 1 | 0 | 20 | 1 | 20 | 0 | 0 | 0 | 0 | 0 |  | 0 | 1 | 1 | 1 | 1 | 0 | 0
GS | Gansu Yumen Zhongke Hengyuan solar farm | solar_photovoltaic | 1304 | 2 | 0 | 1 | 0 | 0 | 0 | 0 | 0 | 0 | 0 | 0 | 0 | 1 | 1 | 0 | 20 | 1 | 20 | 0 | 0 | 0 | 0 | 0 |  | 0 | 1 | 1 | 1 | 1 | 0 | 0
GS | Gansu Yumendong Zhongli Tenghui solar farm | solar_photovoltaic | 1305 | 2 | 0 | 1 | 0 | 0 | 0 | 0 | 0 | 0 | 0 | 0 | 0 | 1 | 1 | 0 | 30 | 1 | 30 | 0 | 0 | 0 | 0 | 0 |  | 0 | 1 | 1 | 1 | 1 | 0 | 0
GS | Gansu Zhangxian (Hangjian Chuangxin) solar farm | solar_photovoltaic | 1306 | 2 | 0 | 1 | 0 | 0 | 0 | 0 | 0 | 0 | 0 | 0 | 0 | 1 | 1 | 0 | 100 | 1 | 100 | 0 | 0 | 0 | 0 | 0 |  | 0 | 1 | 1 | 1 | 1 | 0 | 0
GS | Gansu Zhangxian solar farm Phase 1 | solar_photovoltaic | 1307 | 2 | 0 | 1 | 0 | 0 | 0 | 0 | 0 | 0 | 0 | 0 | 0 | 1 | 1 | 0 | 100 | 1 | 100 | 0 | 0 | 0 | 0 | 0 |  | 0 | 1 | 1 | 1 | 1 | 0 | 0
GS | Gansu Zhangye Ganzhou Heihe solar farm Phase 1 | solar_photovoltaic | 1308 | 2 | 0 | 1 | 0 | 0 | 0 | 0 | 0 | 0 | 0 | 0 | 0 | 1 | 1 | 0 | 50 | 1 | 50 | 0 | 0 | 0 | 0 | 0 |  | 0 | 1 | 1 | 1 | 1 | 0 | 0
GS | Gansu Zhangye Ganzhou Heihe solar farm Phase 2 | solar_photovoltaic | 1309 | 2 | 0 | 1 | 0 | 0 | 0 | 0 | 0 | 0 | 0 | 0 | 0 | 1 | 1 | 0 | 30 | 1 | 30 | 0 | 0 | 0 | 0 | 0 |  | 0 | 1 | 1 | 1 | 1 | 0 | 0
GS | Gansu Zhangye Huineng New Energy Ganzhou District Nantan solar project | solar_photovoltaic | 1310 | 2 | 0 | 1 | 0 | 0 | 0 | 0 | 0 | 0 | 0 | 0 | 0 | 1 | 1 | 0 | 9 | 1 | 9 | 0 | 0 | 0 | 0 | 0 |  | 0 | 1 | 1 | 1 | 1 | 0 | 0
GS | Gansu Zhangye Shenzhou Photovoltaic Power Ganzhou District solar project | solar_photovoltaic | 1311 | 2 | 0 | 1 | 0 | 0 | 0 | 0 | 0 | 0 | 0 | 0 | 0 | 1 | 1 | 0 | 10 | 1 | 10 | 0 | 0 | 0 | 0 | 0 |  | 0 | 1 | 1 | 1 | 1 | 0 | 0
GS | Gansu Zhenyuan Xuyaong solar farm | solar_photovoltaic | 1312 | 2 | 0 | 1 | 0 | 0 | 0 | 0 | 0 | 0 | 0 | 0 | 0 | 1 | 1 | 0 | 20 | 1 | 20 | 0 | 0 | 0 | 0 | 0 |  | 0 | 1 | 1 | 1 | 1 | 0 | 0
GS | Gansu Zhongdian Baiyin Jingtai Poverty Alleviation solar project | solar_photovoltaic | 1313 | 2 | 0 | 1 | 0 | 0 | 0 | 0 | 0 | 0 | 0 | 0 | 0 | 1 | 1 | 0 | 3.6 | 1 | 3.6 | 0 | 0 | 0 | 0 | 0 |  | 0 | 1 | 1 | 1 | 1 | 0 | 0
GS | Gansu Zhouqu solar farm | solar_photovoltaic | 1314 | 2 | 0 | 1 | 0 | 0 | 0 | 0 | 0 | 0 | 0 | 0 | 0 | 1 | 1 | 0 | 100 | 1 | 100 | 0 | 0 | 0 | 0 | 0 |  | 0 | 1 | 1 | 1 | 1 | 0 | 0
GS | Gaofeng Village Liancun solar project | solar_photovoltaic | 1315 | 2 | 0 | 1 | 0 | 0 | 0 | 0 | 0 | 0 | 0 | 0 | 0 | 1 | 1 | 0 | 5.5 | 1 | 5.5 | 0 | 0 | 0 | 0 | 0 |  | 0 | 1 | 1 | 1 | 1 | 0 | 0
GS | Guazhou Changsheng Solar Technology Guazhou agricultural industrial park solar project | solar_photovoltaic | 1316 | 2 | 0 | 1 | 0 | 0 | 0 | 0 | 0 | 0 | 0 | 0 | 0 | 1 | 1 | 0 | 8 | 1 | 8 | 0 | 0 | 0 | 0 | 0 |  | 0 | 1 | 1 | 1 | 1 | 0 | 0
GS | Guazhou Yineng New Energy Development Guazhou County poverty alleviation solar project | solar_photovoltaic | 1317 | 2 | 0 | 1 | 0 | 0 | 0 | 0 | 0 | 0 | 0 | 0 | 0 | 1 | 1 | 0 | 7.9 | 1 | 7.9 | 0 | 0 | 0 | 0 | 0 |  | 0 | 1 | 1 | 1 | 1 | 0 | 0
GS | Guodian Electric Power Dunhuang Jiuquan Dunhuang solar project | solar_photovoltaic | 1318 | 2 | 0 | 1 | 0 | 0 | 0 | 0 | 0 | 0 | 0 | 0 | 0 | 1 | 1 | 0 | 9 | 1 | 9 | 0 | 0 | 0 | 0 | 0 |  | 0 | 1 | 1 | 1 | 1 | 0 | 0
GS | Guodian Electric Power Gansu New Energy Development Jiuquan Jinta solar project | solar_photovoltaic | 1319 | 2 | 0 | 1 | 0 | 0 | 0 | 0 | 0 | 0 | 0 | 0 | 0 | 1 | 1 | 0 | 9 | 1 | 9 | 0 | 0 | 0 | 0 | 0 |  | 0 | 1 | 1 | 1 | 1 | 0 | 0
GS | Guodian Electric Power New Energy Wuwei Hongshagang solar project | solar_photovoltaic | 1320 | 2 | 0 | 1 | 0 | 0 | 0 | 0 | 0 | 0 | 0 | 0 | 0 | 1 | 1 | 0 | 9 | 1 | 9 | 0 | 0 | 0 | 0 | 0 |  | 0 | 1 | 1 | 1 | 1 | 0 | 0
GS | Gushan Village Liancun solar project | solar_photovoltaic | 1321 | 2 | 0 | 1 | 0 | 0 | 0 | 0 | 0 | 0 | 0 | 0 | 0 | 1 | 1 | 0 | 5.9 | 1 | 5.9 | 0 | 0 | 0 | 0 | 0 |  | 0 | 1 | 1 | 1 | 1 | 0 | 0
GS | Hexipu A solar project | solar_photovoltaic | 1322 | 2 | 0 | 1 | 0 | 0 | 0 | 0 | 0 | 0 | 0 | 0 | 0 | 1 | 1 | 0 | 15 | 1 | 15 | 0 | 0 | 0 | 0 | 0 |  | 0 | 1 | 1 | 1 | 1 | 0 | 0
GS | Huachi County Shuangtasi Yujiapian solar project | solar_photovoltaic | 1323 | 2 | 0 | 1 | 0 | 0 | 0 | 0 | 0 | 0 | 0 | 0 | 0 | 1 | 1 | 0 | 10 | 1 | 10 | 0 | 0 | 0 | 0 | 0 |  | 0 | 1 | 1 | 1 | 1 | 0 | 0
GS | Huachi County Zhongxuan New Energy Huachi County Chenghao Town Chenghao Village solar project | solar_photovoltaic | 1324 | 2 | 0 | 1 | 0 | 0 | 0 | 0 | 0 | 0 | 0 | 0 | 0 | 1 | 1 | 0 | 10 | 1 | 10 | 0 | 0 | 0 | 0 | 0 |  | 0 | 1 | 1 | 1 | 1 | 0 | 0
GS | Huadian Jiayuguan I solar project | solar_photovoltaic | 1325 | 2 | 0 | 1 | 0 | 0 | 0 | 0 | 0 | 0 | 0 | 0 | 0 | 1 | 1 | 0 | 10 | 1 | 10 | 0 | 0 | 0 | 0 | 0 |  | 0 | 1 | 1 | 1 | 1 | 0 | 0
GS | Huadian Jiayuguan II solar project | solar_photovoltaic | 1326 | 2 | 0 | 1 | 0 | 0 | 0 | 0 | 0 | 0 | 0 | 0 | 0 | 1 | 1 | 0 | 9 | 1 | 9 | 0 | 0 | 0 | 0 | 0 |  | 0 | 1 | 1 | 1 | 1 | 0 | 0
GS | Huadian Jiayuguan West Gobi Desert solar project | solar_photovoltaic | 1327 | 2 | 0 | 1 | 0 | 0 | 0 | 0 | 0 | 0 | 0 | 0 | 0 | 1 | 1 | 0 | 9 | 1 | 9 | 0 | 0 | 0 | 0 | 0 |  | 0 | 1 | 1 | 1 | 1 | 0 | 0
GS | Huadian New Energy Development County solar project | solar_photovoltaic | 1328 | 2 | 0 | 1 | 0 | 0 | 0 | 0 | 0 | 0 | 0 | 0 | 0 | 1 | 1 | 0 | 9 | 1 | 9 | 0 | 0 | 0 | 0 | 0 |  | 0 | 1 | 1 | 1 | 1 | 0 | 0
GS | Huadian Wuwei Hongshagang solar project | solar_photovoltaic | 1329 | 2 | 0 | 1 | 0 | 0 | 0 | 0 | 0 | 0 | 0 | 0 | 0 | 1 | 1 | 0 | 9 | 1 | 9 | 0 | 0 | 0 | 0 | 0 |  | 0 | 1 | 1 | 1 | 1 | 0 | 0
GS | Huadian Wuwei solar project | solar_photovoltaic | 1330 | 2 | 0 | 1 | 0 | 0 | 0 | 0 | 0 | 0 | 0 | 0 | 0 | 1 | 1 | 0 | 10 | 1 | 10 | 0 | 0 | 0 | 0 | 0 |  | 0 | 1 | 1 | 1 | 1 | 0 | 0
GS | Jiayuguan Henneng Photovoltaic Power Jiayuguan solar project | solar_photovoltaic | 1331 | 2 | 0 | 1 | 0 | 0 | 0 | 0 | 0 | 0 | 0 | 0 | 0 | 1 | 1 | 0 | 15 | 1 | 15 | 0 | 0 | 0 | 0 | 0 |  | 0 | 1 | 1 | 1 | 1 | 0 | 0
GS | Jiayuguan solar project | solar_photovoltaic | 1332 | 2 | 0 | 1 | 0 | 0 | 0 | 0 | 0 | 0 | 0 | 0 | 0 | 1 | 1 | 0 | 1 | 1 | 1 | 0 | 0 | 0 | 0 | 0 |  | 0 | 1 | 1 | 1 | 1 | 0 | 0
GS | Jinchang Yuhua Yongchang solar project | solar_photovoltaic | 1333 | 2 | 0 | 1 | 0 | 0 | 0 | 0 | 0 | 0 | 0 | 0 | 0 | 1 | 1 | 0 | 9 | 1 | 9 | 0 | 0 | 0 | 0 | 0 |  | 0 | 1 | 1 | 1 | 1 | 0 | 0
GS | Jinchang Yuhua Yongchang Zongjiazhuang solar project | solar_photovoltaic | 1334 | 2 | 0 | 1 | 0 | 0 | 0 | 0 | 0 | 0 | 0 | 0 | 0 | 1 | 1 | 0 | 6 | 1 | 6 | 0 | 0 | 0 | 0 | 0 |  | 0 | 1 | 1 | 1 | 1 | 0 | 0
GS | Jingchuan Aisuo Energy Technology Development Jingchuan County Facility Agricultural solar project | solar_photovoltaic | 1335 | 2 | 0 | 1 | 0 | 0 | 0 | 0 | 0 | 0 | 0 | 0 | 0 | 1 | 1 | 0 | 15 | 1 | 15 | 0 | 0 | 0 | 0 | 0 |  | 0 | 1 | 1 | 1 | 1 | 0 | 0
GS | Jinta County Yueshui New Energy poverty alleviation I solar project | solar_photovoltaic | 1336 | 2 | 0 | 1 | 0 | 0 | 0 | 0 | 0 | 0 | 0 | 0 | 0 | 1 | 1 | 0 | 3 | 1 | 3 | 0 | 0 | 0 | 0 | 0 |  | 0 | 1 | 1 | 1 | 1 | 0 | 0
GS | Jinta County Yueshui New Energy poverty alleviation II solar project | solar_photovoltaic | 1337 | 2 | 0 | 1 | 0 | 0 | 0 | 0 | 0 | 0 | 0 | 0 | 0 | 1 | 1 | 0 | 1.4 | 1 | 1.4 | 0 | 0 | 0 | 0 | 0 |  | 0 | 1 | 1 | 1 | 1 | 0 | 0
GS | Jinta Yuhang Ecological Farm solar project | solar_photovoltaic | 1338 | 2 | 0 | 1 | 0 | 0 | 0 | 0 | 0 | 0 | 0 | 0 | 0 | 1 | 1 | 0 | 1 | 1 | 1 | 0 | 0 | 0 | 0 | 0 |  | 0 | 1 | 1 | 1 | 1 | 0 | 0
GS | Jiuquan Chint solar project | solar_photovoltaic | 1339 | 2 | 0 | 1 | 0 | 0 | 0 | 0 | 0 | 0 | 0 | 0 | 0 | 1 | 1 | 0 | 1 | 1 | 1 | 0 | 0 | 0 | 0 | 0 |  | 0 | 1 | 1 | 1 | 1 | 0 | 0
GS | Jiuquan City Hongkun Water Conservancy and Hydropower Suzhou Dongdongtan I solar project | solar_photovoltaic | 1340 | 2 | 0 | 1 | 0 | 0 | 0 | 0 | 0 | 0 | 0 | 0 | 0 | 1 | 1 | 0 | 9 | 1 | 9 | 0 | 0 | 0 | 0 | 0 |  | 0 | 1 | 1 | 1 | 1 | 0 | 0
GS | Jiuquan City Hongkun Water Conservancy and Hydropower Suzhou Dongdongtan II solar project | solar_photovoltaic | 1341 | 2 | 0 | 1 | 0 | 0 | 0 | 0 | 0 | 0 | 0 | 0 | 0 | 1 | 1 | 0 | 9 | 1 | 9 | 0 | 0 | 0 | 0 | 0 |  | 0 | 1 | 1 | 1 | 1 | 0 | 0
GS | Jiuquan New Energy Technology Suzhou District Dongdongtan solar project | solar_photovoltaic | 1342 | 2 | 0 | 1 | 0 | 0 | 0 | 0 | 0 | 0 | 0 | 0 | 0 | 1 | 1 | 0 | 10 | 1 | 10 | 0 | 0 | 0 | 0 | 0 |  | 0 | 1 | 1 | 1 | 1 | 0 | 0
GS | Jiuquan Shenneng Northern Energy Development Suzhou District Dongdongtan solar project | solar_photovoltaic | 1343 | 2 | 0 | 1 | 0 | 0 | 0 | 0 | 0 | 0 | 0 | 0 | 0 | 1 | 1 | 0 | 15 | 1 | 15 | 0 | 0 | 0 | 0 | 0 |  | 0 | 1 | 1 | 1 | 1 | 0 | 0
GS | Jiuquan Tongfa New Energy Technology Development Suzhou District Dongdongtan solar project | solar_photovoltaic | 1344 | 2 | 0 | 1 | 0 | 0 | 0 | 0 | 0 | 0 | 0 | 0 | 0 | 1 | 1 | 0 | 10 | 1 | 10 | 0 | 0 | 0 | 0 | 0 |  | 0 | 1 | 1 | 1 | 1 | 0 | 0
GS | Jiuquan Zhengyang New Energy Technology solar project | solar_photovoltaic | 1345 | 2 | 0 | 1 | 0 | 0 | 0 | 0 | 0 | 0 | 0 | 0 | 0 | 1 | 1 | 0 | 10 | 1 | 10 | 0 | 0 | 0 | 0 | 0 |  | 0 | 1 | 1 | 1 | 1 | 0 | 0
GS | JPIP A solar project | solar_photovoltaic | 1346 | 2 | 0 | 1 | 0 | 0 | 0 | 0 | 0 | 0 | 0 | 0 | 0 | 1 | 1 | 0 | 9 | 1 | 9 | 0 | 0 | 0 | 0 | 0 |  | 0 | 1 | 1 | 1 | 1 | 0 | 0
GS | JPIP B solar project | solar_photovoltaic | 1347 | 2 | 0 | 1 | 0 | 0 | 0 | 0 | 0 | 0 | 0 | 0 | 0 | 1 | 1 | 0 | 9 | 1 | 9 | 0 | 0 | 0 | 0 | 0 |  | 0 | 1 | 1 | 1 | 1 | 0 | 0
GS | JPIP D solar project | solar_photovoltaic | 1348 | 2 | 0 | 1 | 0 | 0 | 0 | 0 | 0 | 0 | 0 | 0 | 0 | 1 | 1 | 0 | 10 | 1 | 10 | 0 | 0 | 0 | 0 | 0 |  | 0 | 1 | 1 | 1 | 1 | 0 | 0
GS | JPIP E1 solar project | solar_photovoltaic | 1349 | 2 | 0 | 1 | 0 | 0 | 0 | 0 | 0 | 0 | 0 | 0 | 0 | 1 | 1 | 0 | 10 | 1 | 10 | 0 | 0 | 0 | 0 | 0 |  | 0 | 1 | 1 | 1 | 1 | 0 | 0
GS | JPIP E2 solar project | solar_photovoltaic | 1350 | 2 | 0 | 1 | 0 | 0 | 0 | 0 | 0 | 0 | 0 | 0 | 0 | 1 | 1 | 0 | 10 | 1 | 10 | 0 | 0 | 0 | 0 | 0 |  | 0 | 1 | 1 | 1 | 1 | 0 | 0
GS | JPIP F1 solar project | solar_photovoltaic | 1351 | 2 | 0 | 1 | 0 | 0 | 0 | 0 | 0 | 0 | 0 | 0 | 0 | 1 | 1 | 0 | 14 | 1 | 14 | 0 | 0 | 0 | 0 | 0 |  | 0 | 1 | 1 | 1 | 1 | 0 | 0
GS | JPIP G solar project | solar_photovoltaic | 1352 | 2 | 0 | 1 | 0 | 0 | 0 | 0 | 0 | 0 | 0 | 0 | 0 | 1 | 1 | 0 | 15 | 1 | 15 | 0 | 0 | 0 | 0 | 0 |  | 0 | 1 | 1 | 1 | 1 | 0 | 0
GS | JPIP J solar project | solar_photovoltaic | 1353 | 2 | 0 | 1 | 0 | 0 | 0 | 0 | 0 | 0 | 0 | 0 | 0 | 1 | 1 | 0 | 10 | 1 | 10 | 0 | 0 | 0 | 0 | 0 |  | 0 | 1 | 1 | 1 | 1 | 0 | 0
GS | Lintao County Dongju Solar Technology Lintao poverty alleviation solar project | solar_photovoltaic | 1354 | 2 | 0 | 1 | 0 | 0 | 0 | 0 | 0 | 0 | 0 | 0 | 0 | 1 | 1 | 0 | 18 | 1 | 18 | 0 | 0 | 0 | 0 | 0 |  | 0 | 1 | 1 | 1 | 1 | 0 | 0
GS | Linze County Industrial West Zone solar project | solar_photovoltaic | 1355 | 2 | 0 | 1 | 0 | 0 | 0 | 0 | 0 | 0 | 0 | 0 | 0 | 1 | 1 | 0 | 6 | 1 | 6 | 0 | 0 | 0 | 0 | 0 |  | 0 | 1 | 1 | 1 | 1 | 0 | 0
GS | Linze County Zarduntan solar project | solar_photovoltaic | 1356 | 2 | 0 | 1 | 0 | 0 | 0 | 0 | 0 | 0 | 0 | 0 | 0 | 1 | 1 | 0 | 6 | 1 | 6 | 0 | 0 | 0 | 0 | 0 |  | 0 | 1 | 1 | 1 | 1 | 0 | 0
GS | Longyuan Zhangye New Energy Ganzhou District Nantan solar project | solar_photovoltaic | 1357 | 2 | 0 | 1 | 0 | 0 | 0 | 0 | 0 | 0 | 0 | 0 | 0 | 1 | 1 | 0 | 9 | 1 | 9 | 0 | 0 | 0 | 0 | 0 |  | 0 | 1 | 1 | 1 | 1 | 0 | 0
GS | Longyuan Zhangye New Energy Zhangye solar project | solar_photovoltaic | 1358 | 2 | 0 | 1 | 0 | 0 | 0 | 0 | 0 | 0 | 0 | 0 | 0 | 1 | 1 | 0 | 10 | 1 | 10 | 0 | 0 | 0 | 0 | 0 |  | 0 | 1 | 1 | 1 | 1 | 0 | 0
GS | Minqin solar project | solar_photovoltaic | 1359 | 2 | 0 | 1 | 0 | 0 | 0 | 0 | 0 | 0 | 0 | 0 | 0 | 1 | 1 | 0 | 9 | 1 | 9 | 0 | 0 | 0 | 0 | 0 |  | 0 | 1 | 1 | 1 | 1 | 0 | 0
GS | Pingliang China Electronics New Energy Technology solar project | solar_photovoltaic | 1360 | 2 | 0 | 1 | 0 | 0 | 0 | 0 | 0 | 0 | 0 | 0 | 0 | 1 | 1 | 0 | 1.1 | 1 | 1.1 | 0 | 0 | 0 | 0 | 0 |  | 0 | 1 | 1 | 1 | 1 | 0 | 0
GS | Pingyuan Village Liancun solar project | solar_photovoltaic | 1361 | 2 | 0 | 1 | 0 | 0 | 0 | 0 | 0 | 0 | 0 | 0 | 0 | 1 | 1 | 0 | 3.1 | 1 | 3.1 | 0 | 0 | 0 | 0 | 0 |  | 0 | 1 | 1 | 1 | 1 | 0 | 0
GS | Qiduntai Village Liancun solar project | solar_photovoltaic | 1362 | 2 | 0 | 1 | 0 | 0 | 0 | 0 | 0 | 0 | 0 | 0 | 0 | 1 | 1 | 0 | 5.5 | 1 | 5.5 | 0 | 0 | 0 | 0 | 0 |  | 0 | 1 | 1 | 1 | 1 | 0 | 0
GS | Qili AB solar project | solar_photovoltaic | 1363 | 2 | 0 | 1 | 0 | 0 | 0 | 0 | 0 | 0 | 0 | 0 | 0 | 1 | 1 | 0 | 5 | 1 | 5 | 0 | 0 | 0 | 0 | 0 |  | 0 | 1 | 1 | 1 | 1 | 0 | 0
GS | Qili G solar project | solar_photovoltaic | 1364 | 2 | 0 | 1 | 0 | 0 | 0 | 0 | 0 | 0 | 0 | 0 | 0 | 1 | 1 | 0 | 15 | 1 | 15 | 0 | 0 | 0 | 0 | 0 |  | 0 | 1 | 1 | 1 | 1 | 0 | 0
GS | Qili I & II solar project | solar_photovoltaic | 1365 | 2 | 0 | 1 | 0 | 0 | 0 | 0 | 0 | 0 | 0 | 0 | 0 | 1 | 1 | 0 | 18 | 1 | 18 | 0 | 0 | 0 | 0 | 0 |  | 0 | 1 | 1 | 1 | 1 | 0 | 0
GS | Qili Qilizhen II solar project | solar_photovoltaic | 1366 | 2 | 0 | 1 | 0 | 0 | 0 | 0 | 0 | 0 | 0 | 0 | 0 | 1 | 1 | 0 | 9 | 1 | 9 | 0 | 0 | 0 | 0 | 0 |  | 0 | 1 | 1 | 1 | 1 | 0 | 0
GS | Qili S solar project | solar_photovoltaic | 1367 | 2 | 0 | 1 | 0 | 0 | 0 | 0 | 0 | 0 | 0 | 0 | 0 | 1 | 1 | 0 | 10 | 1 | 10 | 0 | 0 | 0 | 0 | 0 |  | 0 | 1 | 1 | 1 | 1 | 0 | 0
GS | Shenzhou Photovoltaic Power Jiayuguan Tuolai River North Bank solar project | solar_photovoltaic | 1368 | 2 | 0 | 1 | 0 | 0 | 0 | 0 | 0 | 0 | 0 | 0 | 0 | 1 | 1 | 0 | 9 | 1 | 9 | 0 | 0 | 0 | 0 | 0 |  | 0 | 1 | 1 | 1 | 1 | 0 | 0
GS | Shenzhou Photovoltaic Power Jiayuguan West Gobi solar project | solar_photovoltaic | 1369 | 2 | 0 | 1 | 0 | 0 | 0 | 0 | 0 | 0 | 0 | 0 | 0 | 1 | 1 | 0 | 9 | 1 | 9 | 0 | 0 | 0 | 0 | 0 |  | 0 | 1 | 1 | 1 | 1 | 0 | 0
GS | Shenzhou Photovoltaic Power Jiayuguan Xigou solar project | solar_photovoltaic | 1370 | 2 | 0 | 1 | 0 | 0 | 0 | 0 | 0 | 0 | 0 | 0 | 0 | 1 | 1 | 0 | 9 | 1 | 9 | 0 | 0 | 0 | 0 | 0 |  | 0 | 1 | 1 | 1 | 1 | 0 | 0
GS | Shenzhou Photovoltaic Power Zhangye Ganzhou Anyangtan solar project | solar_photovoltaic | 1371 | 2 | 0 | 1 | 0 | 0 | 0 | 0 | 0 | 0 | 0 | 0 | 0 | 1 | 1 | 0 | 9 | 1 | 9 | 0 | 0 | 0 | 0 | 0 |  | 0 | 1 | 1 | 1 | 1 | 0 | 0
GS | Shenzhou Photovoltaic Power Zhangye Ganzhou Nantan solar project | solar_photovoltaic | 1372 | 2 | 0 | 1 | 0 | 0 | 0 | 0 | 0 | 0 | 0 | 0 | 0 | 1 | 1 | 0 | 9 | 1 | 9 | 0 | 0 | 0 | 0 | 0 |  | 0 | 1 | 1 | 1 | 1 | 0 | 0
GS | Sierwan Hydrosolar project | solar_photovoltaic | 1373 | 2 | 0 | 1 | 0 | 0 | 0 | 0 | 0 | 0 | 0 | 0 | 0 | 1 | 1 | 0 | 4.6 | 1 | 4.6 | 0 | 0 | 0 | 0 | 0 |  | 0 | 1 | 1 | 1 | 1 | 0 | 0
GS | Thanks to Xincun Liancun solar project | solar_photovoltaic | 1374 | 2 | 0 | 1 | 0 | 0 | 0 | 0 | 0 | 0 | 0 | 0 | 0 | 1 | 1 | 0 | 6 | 1 | 6 | 0 | 0 | 0 | 0 | 0 |  | 0 | 1 | 1 | 1 | 1 | 0 | 0
GS | Three Gorges New Energy Jiuquan Suzhou Dongdongtan solar project | solar_photovoltaic | 1375 | 2 | 0 | 1 | 0 | 0 | 0 | 0 | 0 | 0 | 0 | 0 | 0 | 1 | 1 | 0 | 9 | 1 | 9 | 0 | 0 | 0 | 0 | 0 |  | 0 | 1 | 1 | 1 | 1 | 0 | 0
GS | Tuolai River solar project | solar_photovoltaic | 1376 | 2 | 0 | 1 | 0 | 0 | 0 | 0 | 0 | 0 | 0 | 0 | 0 | 1 | 1 | 0 | 9 | 1 | 9 | 0 | 0 | 0 | 0 | 0 |  | 0 | 1 | 1 | 1 | 1 | 0 | 0
GS | Weiyuan County Zhengyuan Poverty Alleviation Development I solar project | solar_photovoltaic | 1377 | 2 | 0 | 1 | 0 | 0 | 0 | 0 | 0 | 0 | 0 | 0 | 0 | 1 | 1 | 0 | 2.4 | 1 | 2.4 | 0 | 0 | 0 | 0 | 0 |  | 0 | 1 | 1 | 1 | 1 | 0 | 0
GS | Weiyuan County Zhengyuan Poverty Alleviation Development II solar project | solar_photovoltaic | 1378 | 2 | 0 | 1 | 0 | 0 | 0 | 0 | 0 | 0 | 0 | 0 | 0 | 1 | 1 | 0 | 2 | 1 | 2 | 0 | 0 | 0 | 0 | 0 |  | 0 | 1 | 1 | 1 | 1 | 0 | 0
GS | Weiyuan County Zhengyuan Poverty Alleviation Development III solar project | solar_photovoltaic | 1379 | 2 | 0 | 1 | 0 | 0 | 0 | 0 | 0 | 0 | 0 | 0 | 0 | 1 | 1 | 0 | 2 | 1 | 2 | 0 | 0 | 0 | 0 | 0 |  | 0 | 1 | 1 | 1 | 1 | 0 | 0
GS | Weiyuan County Zhengyuan Poverty Alleviation Development IV solar project | solar_photovoltaic | 1380 | 2 | 0 | 1 | 0 | 0 | 0 | 0 | 0 | 0 | 0 | 0 | 0 | 1 | 1 | 0 | 1.2 | 1 | 1.2 | 0 | 0 | 0 | 0 | 0 |  | 0 | 1 | 1 | 1 | 1 | 0 | 0
GS | Weiyuan County Zhengyuan Poverty Alleviation Development V solar project | solar_photovoltaic | 1381 | 2 | 0 | 1 | 0 | 0 | 0 | 0 | 0 | 0 | 0 | 0 | 0 | 1 | 1 | 0 | 2.1 | 1 | 2.1 | 0 | 0 | 0 | 0 | 0 |  | 0 | 1 | 1 | 1 | 1 | 0 | 0
GS | Weiyuan County Zhengyuan Poverty Alleviation Development VI solar project | solar_photovoltaic | 1382 | 2 | 0 | 1 | 0 | 0 | 0 | 0 | 0 | 0 | 0 | 0 | 0 | 1 | 1 | 0 | 2 | 1 | 2 | 0 | 0 | 0 | 0 | 0 |  | 0 | 1 | 1 | 1 | 1 | 0 | 0
GS | Wuwei Shenneng Northern Energy Development Shenneng Northern Hongshagang solar project | solar_photovoltaic | 1383 | 2 | 0 | 1 | 0 | 0 | 0 | 0 | 0 | 0 | 0 | 0 | 0 | 1 | 1 | 0 | 9 | 1 | 9 | 0 | 0 | 0 | 0 | 0 |  | 0 | 1 | 1 | 1 | 1 | 0 | 0
GS | Wuwei TBEA Liangzhou District solar project | solar_photovoltaic | 1384 | 2 | 0 | 1 | 0 | 0 | 0 | 0 | 0 | 0 | 0 | 0 | 0 | 1 | 1 | 0 | 9 | 1 | 9 | 0 | 0 | 0 | 0 | 0 |  | 0 | 1 | 1 | 1 | 1 | 0 | 0
GS | Xingmin Xincun Liancun solar project | solar_photovoltaic | 1385 | 2 | 0 | 1 | 0 | 0 | 0 | 0 | 0 | 0 | 0 | 0 | 0 | 1 | 1 | 0 | 1.2 | 1 | 1.2 | 0 | 0 | 0 | 0 | 0 |  | 0 | 1 | 1 | 1 | 1 | 0 | 0
GS | Xinjiang Aksay Huadian solar farm Phase 1 | solar_photovoltaic | 1386 | 2 | 0 | 1 | 0 | 0 | 0 | 0 | 0 | 0 | 0 | 0 | 0 | 1 | 1 | 0 | 30 | 1 | 30 | 0 | 0 | 0 | 0 | 0 |  | 0 | 1 | 1 | 1 | 1 | 0 | 0
GS | Xinjiang Minle Energy Chemical Industry solar farm | solar_photovoltaic | 1387 | 2 | 0 | 1 | 0 | 0 | 0 | 0 | 0 | 0 | 0 | 0 | 0 | 1 | 1 | 0 | 50 | 1 | 50 | 0 | 0 | 0 | 0 | 0 |  | 0 | 1 | 1 | 1 | 1 | 0 | 0
GS | Xinzhuangliang solar project | solar_photovoltaic | 1388 | 2 | 0 | 1 | 0 | 0 | 0 | 0 | 0 | 0 | 0 | 0 | 0 | 1 | 1 | 0 | 3.5 | 1 | 3.5 | 0 | 0 | 0 | 0 | 0 |  | 0 | 1 | 1 | 1 | 1 | 0 | 0
GS | Yuanquanzhen A solar project | solar_photovoltaic | 1389 | 2 | 0 | 1 | 0 | 0 | 0 | 0 | 0 | 0 | 0 | 0 | 0 | 1 | 1 | 0 | 10 | 1 | 10 | 0 | 0 | 0 | 0 | 0 |  | 0 | 1 | 1 | 1 | 1 | 0 | 0
GS | Yumen City solar project | solar_photovoltaic | 1390 | 2 | 0 | 1 | 0 | 0 | 0 | 0 | 0 | 0 | 0 | 0 | 0 | 1 | 1 | 0 | 15 | 1 | 15 | 0 | 0 | 0 | 0 | 0 |  | 0 | 1 | 1 | 1 | 1 | 0 | 0
GS | Yumen Shunxing Agricultural Comprehensive Development I solar project | solar_photovoltaic | 1391 | 2 | 0 | 1 | 0 | 0 | 0 | 0 | 0 | 0 | 0 | 0 | 0 | 1 | 1 | 0 | 1 | 1 | 1 | 0 | 0 | 0 | 0 | 0 |  | 0 | 1 | 1 | 1 | 1 | 0 | 0
GS | Yumen Shunxing Agricultural Comprehensive Development II solar project | solar_photovoltaic | 1392 | 2 | 0 | 1 | 0 | 0 | 0 | 0 | 0 | 0 | 0 | 0 | 0 | 1 | 1 | 0 | 5.8 | 1 | 5.8 | 0 | 0 | 0 | 0 | 0 |  | 0 | 1 | 1 | 1 | 1 | 0 | 0
GS | Yumen Shunxing Agricultural Comprehensive Development Yumen solar project | solar_photovoltaic | 1393 | 2 | 0 | 1 | 0 | 0 | 0 | 0 | 0 | 0 | 0 | 0 | 0 | 1 | 1 | 0 | 4 | 1 | 4 | 0 | 0 | 0 | 0 | 0 |  | 0 | 1 | 1 | 1 | 1 | 0 | 0
GS | Yunnan Yongjing Poverty Alleviation solar project | solar_photovoltaic | 1394 | 2 | 0 | 1 | 0 | 0 | 0 | 0 | 0 | 0 | 0 | 0 | 0 | 1 | 1 | 0 | 35.6 | 1 | 35.6 | 0 | 0 | 0 | 0 | 0 |  | 0 | 1 | 1 | 1 | 1 | 0 | 0
GS | Zhangtiecun Liancun solar project | solar_photovoltaic | 1395 | 2 | 0 | 1 | 0 | 0 | 0 | 0 | 0 | 0 | 0 | 0 | 0 | 1 | 1 | 0 | 1 | 1 | 1 | 0 | 0 | 0 | 0 | 0 |  | 0 | 1 | 1 | 1 | 1 | 0 | 0
GS | Zhongke Hengyuan New Energy Technology solar project | solar_photovoltaic | 1396 | 2 | 0 | 1 | 0 | 0 | 0 | 0 | 0 | 0 | 0 | 0 | 0 | 1 | 1 | 0 | 9 | 1 | 9 | 0 | 0 | 0 | 0 | 0 |  | 0 | 1 | 1 | 1 | 1 | 0 | 0
GS | Zhuanglang Guangyuan solar project | solar_photovoltaic | 1397 | 2 | 0 | 1 | 0 | 0 | 0 | 0 | 0 | 0 | 0 | 0 | 0 | 1 | 1 | 0 | 14.5 | 1 | 14.5 | 0 | 0 | 0 | 0 | 0 |  | 0 | 1 | 1 | 1 | 1 | 0 | 0
GS | Gansu - Shandong Power Export Huanxian (Huaneng) Wind/Solar Demonstration Project wind farm Area A1 | onshore_wind_turbine | 1398 | 2 | 0 | 0 | 0 | 0 | 0 | 1 | 0 | 0 | 0 | 0 | 0 | 1 | 1 | 0 | 376 | 1 | 376 | 0 | 0 | 0 | 0 | 0 |  | 0 | 1 | 1 | 1 | 1 | 0 | 0
GS | Gansu - Shandong Power Export Huanxian (Huaneng) Wind/Solar Demonstration Project wind farm Area A2 | onshore_wind_turbine | 1399 | 2 | 0 | 0 | 0 | 0 | 0 | 1 | 0 | 0 | 0 | 0 | 0 | 1 | 1 | 0 | 373 | 1 | 373 | 0 | 0 | 0 | 0 | 0 |  | 0 | 1 | 1 | 1 | 1 | 0 | 0
GS | Gansu - Shandong Power Export Huanxian (Huaneng) Wind/Solar Demonstration Project wind farm Area B1 | onshore_wind_turbine | 1400 | 2 | 0 | 0 | 0 | 0 | 0 | 1 | 0 | 0 | 0 | 0 | 0 | 1 | 1 | 0 | 380 | 1 | 380 | 0 | 0 | 0 | 0 | 0 |  | 0 | 1 | 1 | 1 | 1 | 0 | 0
GS | Gansu - Shandong Power Export Huanxian (Huaneng) Wind/Solar Demonstration Project wind farm Area B2 | onshore_wind_turbine | 1401 | 2 | 0 | 0 | 0 | 0 | 0 | 1 | 0 | 0 | 0 | 0 | 0 | 1 | 1 | 0 | 380 | 1 | 380 | 0 | 0 | 0 | 0 | 0 |  | 0 | 1 | 1 | 1 | 1 | 0 | 0
GS | Gansu - Shandong Power Export Huanxian (Huaneng) Wind/Solar Demonstration Project wind farm Area C1 | onshore_wind_turbine | 1402 | 2 | 0 | 0 | 0 | 0 | 0 | 1 | 0 | 0 | 0 | 0 | 0 | 1 | 1 | 0 | 380 | 1 | 380 | 0 | 0 | 0 | 0 | 0 |  | 0 | 1 | 1 | 1 | 1 | 0 | 0
GS | Gansu - Shandong Power Export Huanxian (Huaneng) Wind/Solar Demonstration Project wind farm Area C2 | onshore_wind_turbine | 1403 | 2 | 0 | 0 | 0 | 0 | 0 | 1 | 0 | 0 | 0 | 0 | 0 | 1 | 1 | 0 | 380 | 1 | 380 | 0 | 0 | 0 | 0 | 0 |  | 0 | 1 | 1 | 1 | 1 | 0 | 0
GS | Gansu - Shandong Power Export Huanxian (Huaneng) Wind/Solar Demonstration Project wind farm Area D1 | onshore_wind_turbine | 1404 | 2 | 0 | 0 | 0 | 0 | 0 | 1 | 0 | 0 | 0 | 0 | 0 | 1 | 1 | 0 | 372 | 1 | 372 | 0 | 0 | 0 | 0 | 0 |  | 0 | 1 | 1 | 1 | 1 | 0 | 0
GS | Gansu - Shandong Power Export Huanxian (Huaneng) Wind/Solar Demonstration Project wind farm Area D2 | onshore_wind_turbine | 1405 | 2 | 0 | 0 | 0 | 0 | 0 | 1 | 0 | 0 | 0 | 0 | 0 | 1 | 1 | 0 | 372 | 1 | 372 | 0 | 0 | 0 | 0 | 0 |  | 0 | 1 | 1 | 1 | 1 | 0 | 0
GS | Gansu - Shandong Power Export Huanxian (Huaneng) Wind/Solar Demonstration Project wind farm Area E1 | onshore_wind_turbine | 1406 | 2 | 0 | 0 | 0 | 0 | 0 | 1 | 0 | 0 | 0 | 0 | 0 | 1 | 1 | 0 | 372 | 1 | 372 | 0 | 0 | 0 | 0 | 0 |  | 0 | 1 | 1 | 1 | 1 | 0 | 0
GS | Gansu - Shandong Power Export Huanxian (Huaneng) Wind/Solar Demonstration Project wind farm Area E2 | onshore_wind_turbine | 1407 | 2 | 0 | 0 | 0 | 0 | 0 | 1 | 0 | 0 | 0 | 0 | 0 | 1 | 1 | 0 | 372 | 1 | 372 | 0 | 0 | 0 | 0 | 0 |  | 0 | 1 | 1 | 1 | 1 | 0 | 0
GS | Gansu - Shandong Power Export Huanxian (Huaneng) Wind/Solar Demonstration Project wind farm Area F1 | onshore_wind_turbine | 1408 | 2 | 0 | 0 | 0 | 0 | 0 | 1 | 0 | 0 | 0 | 0 | 0 | 1 | 1 | 0 | 372 | 1 | 372 | 0 | 0 | 0 | 0 | 0 |  | 0 | 1 | 1 | 1 | 1 | 0 | 0
GS | Gansu - Shandong Power Export Huanxian (Huaneng) Wind/Solar Demonstration Project wind farm Area F2 | onshore_wind_turbine | 1409 | 2 | 0 | 0 | 0 | 0 | 0 | 1 | 0 | 0 | 0 | 0 | 0 | 1 | 1 | 0 | 372 | 1 | 372 | 0 | 0 | 0 | 0 | 0 |  | 0 | 1 | 1 | 1 | 1 | 0 | 0
GS | Gansu Aksay (Tianrun) wind farm Phase 1 | onshore_wind_turbine | 1410 | 2 | 0 | 0 | 0 | 0 | 0 | 1 | 0 | 0 | 0 | 0 | 0 | 1 | 1 | 0 | 150 | 1 | 150 | 0 | 0 | 0 | 0 | 0 |  | 0 | 1 | 1 | 1 | 1 | 0 | 0
GS | Gansu Aksay (Tianrun) wind farm Phase 2 | onshore_wind_turbine | 1411 | 2 | 0 | 0 | 0 | 0 | 0 | 1 | 0 | 0 | 0 | 0 | 0 | 1 | 1 | 0 | 200 | 1 | 200 | 0 | 0 | 0 | 0 | 0 |  | 0 | 1 | 1 | 1 | 1 | 0 | 0
GS | Gansu Aksay Dangjinshan wind farm Phase 1 | onshore_wind_turbine | 1412 | 2 | 0 | 0 | 0 | 0 | 0 | 1 | 0 | 0 | 0 | 0 | 0 | 1 | 1 | 0 | 50 | 1 | 50 | 0 | 0 | 0 | 0 | 0 |  | 0 | 1 | 1 | 1 | 1 | 0 | 0
GS | Gansu Aksay Dangjinshan wind farm Phase 2 | onshore_wind_turbine | 1413 | 2 | 0 | 0 | 0 | 0 | 0 | 1 | 0 | 0 | 0 | 0 | 0 | 1 | 1 | 0 | 50 | 1 | 50 | 0 | 0 | 0 | 0 | 0 |  | 0 | 1 | 1 | 1 | 1 | 0 | 0
GS | Gansu Anding Gaofeng Distributed wind farm | onshore_wind_turbine | 1414 | 2 | 0 | 0 | 0 | 0 | 0 | 1 | 0 | 0 | 0 | 0 | 0 | 1 | 1 | 0 | 25 | 1 | 25 | 0 | 0 | 0 | 0 | 0 |  | 0 | 1 | 1 | 1 | 1 | 0 | 0
GS | Gansu Anding Huajialing West wind farm Phase 1 | onshore_wind_turbine | 1415 | 2 | 0 | 0 | 0 | 0 | 0 | 1 | 0 | 0 | 0 | 0 | 0 | 1 | 1 | 0 | 300 | 1 | 300 | 0 | 0 | 0 | 0 | 0 |  | 0 | 1 | 1 | 1 | 1 | 0 | 0
GS | Gansu Anding Huajialing West wind farm Phase 2 | onshore_wind_turbine | 1416 | 2 | 0 | 0 | 0 | 0 | 0 | 1 | 0 | 0 | 0 | 0 | 0 | 1 | 1 | 0 | 50 | 1 | 50 | 0 | 0 | 0 | 0 | 0 |  | 0 | 1 | 1 | 1 | 1 | 0 | 0
GS | Gansu Baiyin (Lisheng) wind farm Phase 1 | onshore_wind_turbine | 1417 | 2 | 0 | 0 | 0 | 0 | 0 | 1 | 0 | 0 | 0 | 0 | 0 | 1 | 1 | 0 | 100 | 1 | 100 | 0 | 0 | 0 | 0 | 0 |  | 0 | 1 | 1 | 1 | 1 | 0 | 0
GS | Gansu Chongxin Huangzhai wind farm Phase 1 | onshore_wind_turbine | 1418 | 2 | 0 | 0 | 0 | 0 | 0 | 1 | 0 | 0 | 0 | 0 | 0 | 1 | 1 | 0 | 50 | 1 | 50 | 0 | 0 | 0 | 0 | 0 |  | 0 | 1 | 1 | 1 | 1 | 0 | 0
GS | Gansu Dangchang Wind/Solar/Hydrogen complex 1-electricity production | onshore_wind_turbine | 1419 | 2 | 0 | 0 | 0 | 0 | 0 | 1 | 0 | 0 | 0 | 0 | 0 | 1 | 1 | 0 | 100 | 1 | 100 | 0 | 0 | 0 | 0 | 0 |  | 0 | 1 | 1 | 1 | 1 | 0 | 0
GS | Gansu Dangchang Wind/Solar/Hydrogen complex 1-hydrogen production | onshore_wind_turbine | 1420 | 2 | 0 | 0 | 0 | 0 | 0 | 1 | 0 | 0 | 0 | 0 | 0 | 1 | 1 | 0 | 100 | 1 | 100 | 0 | 0 | 0 | 0 | 0 |  | 0 | 1 | 1 | 1 | 1 | 0 | 0
GS | Gansu Dingxi Anding 100 MW (Aerospace Construction) wind farm | onshore_wind_turbine | 1421 | 2 | 0 | 0 | 0 | 0 | 0 | 1 | 0 | 0 | 0 | 0 | 0 | 1 | 1 | 0 | 100 | 1 | 100 | 0 | 0 | 0 | 0 | 0 |  | 0 | 1 | 1 | 1 | 1 | 0 | 0
GS | Gansu Dunhuang Beihu (Shazhou Windpower) wind farm | onshore_wind_turbine | 1422 | 2 | 0 | 0 | 0 | 0 | 0 | 1 | 0 | 0 | 0 | 0 | 0 | 1 | 1 | 0 | 200 | 1 | 200 | 0 | 0 | 0 | 0 | 0 |  | 0 | 1 | 1 | 1 | 1 | 0 | 0
GS | Gansu Dunhuang Haizhuang Beihu wind farm Phase 1 | onshore_wind_turbine | 1423 | 2 | 0 | 0 | 0 | 0 | 0 | 1 | 0 | 0 | 0 | 0 | 0 | 1 | 1 | 0 | 49.5 | 1 | 49.5 | 0 | 0 | 0 | 0 | 0 |  | 0 | 1 | 1 | 1 | 1 | 0 | 0
GS | Gansu Dunhuang Haizhuang Beihu wind farm Phase 2 | onshore_wind_turbine | 1424 | 2 | 0 | 0 | 0 | 0 | 0 | 1 | 0 | 0 | 0 | 0 | 0 | 1 | 1 | 0 | 150 | 1 | 150 | 0 | 0 | 0 | 0 | 0 |  | 0 | 1 | 1 | 1 | 1 | 0 | 0
GS | Gansu Gangu Baishi Distributed wind farm | onshore_wind_turbine | 1425 | 2 | 0 | 0 | 0 | 0 | 0 | 1 | 0 | 0 | 0 | 0 | 0 | 1 | 1 | 0 | 45 | 1 | 45 | 0 | 0 | 0 | 0 | 0 |  | 0 | 1 | 1 | 1 | 1 | 0 | 0
GS | Gansu Gangu Gupo wind farm | onshore_wind_turbine | 1426 | 2 | 0 | 0 | 0 | 0 | 0 | 1 | 0 | 0 | 0 | 0 | 0 | 1 | 1 | 0 | 50 | 1 | 50 | 0 | 0 | 0 | 0 | 0 |  | 0 | 1 | 1 | 1 | 1 | 0 | 0
GS | Gansu Ganzhou Pingshanhu (China Energy Construction) wind farm | onshore_wind_turbine | 1427 | 2 | 0 | 0 | 0 | 0 | 0 | 1 | 0 | 0 | 0 | 0 | 0 | 1 | 1 | 0 | 200 | 1 | 200 | 0 | 0 | 0 | 0 | 0 |  | 0 | 1 | 1 | 1 | 1 | 0 | 0
GS | Gansu Ganzhou Pingshanhu (China Ship-Building) wind farm | onshore_wind_turbine | 1428 | 2 | 0 | 0 | 0 | 0 | 0 | 1 | 0 | 0 | 0 | 0 | 0 | 1 | 1 | 0 | 200 | 1 | 200 | 0 | 0 | 0 | 0 | 0 |  | 0 | 1 | 1 | 1 | 1 | 0 | 0
GS | Gansu Ganzhou Pingshanhu (China Ship-Building) wind farm Linze | onshore_wind_turbine | 1429 | 2 | 0 | 0 | 0 | 0 | 0 | 1 | 0 | 0 | 0 | 0 | 0 | 1 | 1 | 0 | 100 | 1 | 100 | 0 | 0 | 0 | 0 | 0 |  | 0 | 1 | 1 | 1 | 1 | 0 | 0
GS | Gansu Ganzhou Pingshanhu (Jiecheng) wind farm | onshore_wind_turbine | 1430 | 2 | 0 | 0 | 0 | 0 | 0 | 1 | 0 | 0 | 0 | 0 | 0 | 1 | 1 | 0 | 49.5 | 1 | 49.5 | 0 | 0 | 0 | 0 | 0 |  | 0 | 1 | 1 | 1 | 1 | 0 | 0
GS | Gansu Gaolan Heishichuan and Shangjinjgtan Distributed wind farms | onshore_wind_turbine | 1431 | 2 | 0 | 0 | 0 | 0 | 0 | 1 | 0 | 0 | 0 | 0 | 0 | 1 | 1 | 0 | 45 | 1 | 45 | 0 | 0 | 0 | 0 | 0 |  | 0 | 1 | 1 | 1 | 1 | 0 | 0
GS | Gansu Gaolan Heishichuan and Shangjinjgtan Distributed wind farms Shangjingtan | onshore_wind_turbine | 1432 | 2 | 0 | 0 | 0 | 0 | 0 | 1 | 0 | 0 | 0 | 0 | 0 | 1 | 1 | 0 | 35 | 1 | 35 | 0 | 0 | 0 | 0 | 0 |  | 0 | 1 | 1 | 1 | 1 | 0 | 0
GS | Gansu Gaotai Beibutan (China Ship-Building) wind farm | onshore_wind_turbine | 1433 | 2 | 0 | 0 | 0 | 0 | 0 | 1 | 0 | 0 | 0 | 0 | 0 | 1 | 1 | 0 | 200 | 1 | 200 | 0 | 0 | 0 | 0 | 0 |  | 0 | 1 | 1 | 1 | 1 | 0 | 0
GS | Gansu Gaotai Beibutan 200 MW (Shanghai Electric) wind farm | onshore_wind_turbine | 1434 | 2 | 0 | 0 | 0 | 0 | 0 | 1 | 0 | 0 | 0 | 0 | 0 | 1 | 1 | 0 | 200 | 1 | 200 | 0 | 0 | 0 | 0 | 0 |  | 0 | 1 | 1 | 1 | 1 | 0 | 0
GS | Gansu Gaotai Beibutan 400 MW (Shanghai Electric) wind farm | onshore_wind_turbine | 1435 | 2 | 0 | 0 | 0 | 0 | 0 | 1 | 0 | 0 | 0 | 0 | 0 | 1 | 1 | 0 | 400 | 1 | 400 | 0 | 0 | 0 | 0 | 0 |  | 0 | 1 | 1 | 1 | 1 | 0 | 0
GS | Gansu Gaotai Yanchitan (Gansu Power Investment) wind farm | onshore_wind_turbine | 1436 | 2 | 0 | 0 | 0 | 0 | 0 | 1 | 0 | 0 | 0 | 0 | 0 | 1 | 1 | 0 | 100 | 1 | 100 | 0 | 0 | 0 | 0 | 0 |  | 0 | 1 | 1 | 1 | 1 | 0 | 0
GS | Gansu Guazhou Anbei 1 Area A wind farm | onshore_wind_turbine | 1437 | 2 | 0 | 0 | 0 | 0 | 0 | 1 | 0 | 0 | 0 | 0 | 0 | 1 | 1 | 0 | 200 | 1 | 200 | 0 | 0 | 0 | 0 | 0 |  | 0 | 1 | 1 | 1 | 1 | 0 | 0
GS | Gansu Guazhou Anbei 1 Area B wind farm | onshore_wind_turbine | 1438 | 2 | 0 | 0 | 0 | 0 | 0 | 1 | 0 | 0 | 0 | 0 | 0 | 1 | 1 | 0 | 200 | 1 | 200 | 0 | 0 | 0 | 0 | 0 |  | 0 | 1 | 1 | 1 | 1 | 0 | 0
GS | Gansu Guazhou Anbei 1 Area C North wind farm | onshore_wind_turbine | 1439 | 2 | 0 | 0 | 0 | 0 | 0 | 1 | 0 | 0 | 0 | 0 | 0 | 1 | 1 | 0 | 100 | 1 | 100 | 0 | 0 | 0 | 0 | 0 |  | 0 | 1 | 1 | 1 | 1 | 0 | 0
GS | Gansu Guazhou Anbei 1 Area C South wind farm | onshore_wind_turbine | 1440 | 2 | 0 | 0 | 0 | 0 | 0 | 1 | 0 | 0 | 0 | 0 | 0 | 1 | 1 | 0 | 100 | 1 | 100 | 0 | 0 | 0 | 0 | 0 |  | 0 | 1 | 1 | 1 | 1 | 0 | 0
GS | Gansu Guazhou Anbei 2 Area AB wind farm | onshore_wind_turbine | 1441 | 2 | 0 | 0 | 0 | 0 | 0 | 1 | 0 | 0 | 0 | 0 | 0 | 1 | 1 | 0 | 400 | 1 | 400 | 0 | 0 | 0 | 0 | 0 |  | 0 | 1 | 1 | 1 | 1 | 0 | 0
GS | Gansu Guazhou Anbei 2 Area C wind farm Phase 1 | onshore_wind_turbine | 1442 | 2 | 0 | 0 | 0 | 0 | 0 | 1 | 0 | 0 | 0 | 0 | 0 | 1 | 1 | 0 | 100 | 1 | 100 | 0 | 0 | 0 | 0 | 0 |  | 0 | 1 | 1 | 1 | 1 | 0 | 0
GS | Gansu Guazhou Anbei 2 Area C wind farm | onshore_wind_turbine | 1443 | 2 | 0 | 0 | 0 | 0 | 0 | 1 | 0 | 0 | 0 | 0 | 0 | 1 | 1 | 0 | 100 | 1 | 100 | 0 | 0 | 0 | 0 | 0 |  | 0 | 1 | 1 | 1 | 1 | 0 | 0
GS | Gansu Guazhou Anbei 3 Area AB wind farm | onshore_wind_turbine | 1444 | 2 | 0 | 0 | 0 | 0 | 0 | 1 | 0 | 0 | 0 | 0 | 0 | 1 | 1 | 0 | 401 | 1 | 401 | 0 | 0 | 0 | 0 | 0 |  | 0 | 1 | 1 | 1 | 1 | 0 | 0
GS | Gansu Guazhou Anbei 3 Area C wind farm | onshore_wind_turbine | 1445 | 2 | 0 | 0 | 0 | 0 | 0 | 1 | 0 | 0 | 0 | 0 | 0 | 1 | 1 | 0 | 201 | 1 | 201 | 0 | 0 | 0 | 0 | 0 |  | 0 | 1 | 1 | 1 | 1 | 0 | 0
GS | Gansu Guazhou Anbei 4 Area A wind farm | onshore_wind_turbine | 1446 | 2 | 0 | 0 | 0 | 0 | 0 | 1 | 0 | 0 | 0 | 0 | 0 | 1 | 1 | 0 | 201 | 1 | 201 | 0 | 0 | 0 | 0 | 0 |  | 0 | 1 | 1 | 1 | 1 | 0 | 0
GS | Gansu Guazhou Anbei 4 Area B wind farm | onshore_wind_turbine | 1447 | 2 | 0 | 0 | 0 | 0 | 0 | 1 | 0 | 0 | 0 | 0 | 0 | 1 | 1 | 0 | 201 | 1 | 201 | 0 | 0 | 0 | 0 | 0 |  | 0 | 1 | 1 | 1 | 1 | 0 | 0
GS | Gansu Guazhou Anbei 4 Area C wind farm | onshore_wind_turbine | 1448 | 2 | 0 | 0 | 0 | 0 | 0 | 1 | 0 | 0 | 0 | 0 | 0 | 1 | 1 | 0 | 201 | 1 | 201 | 0 | 0 | 0 | 0 | 0 |  | 0 | 1 | 1 | 1 | 1 | 0 | 0
GS | Gansu Guazhou Anbei 5 Area A wind farm | onshore_wind_turbine | 1449 | 2 | 0 | 0 | 0 | 0 | 0 | 1 | 0 | 0 | 0 | 0 | 0 | 1 | 1 | 0 | 200 | 1 | 200 | 0 | 0 | 0 | 0 | 0 |  | 0 | 1 | 1 | 1 | 1 | 0 | 0
GS | Gansu Guazhou Anbei 5 Area B wind farm | onshore_wind_turbine | 1450 | 2 | 0 | 0 | 0 | 0 | 0 | 1 | 0 | 0 | 0 | 0 | 0 | 1 | 1 | 0 | 200 | 1 | 200 | 0 | 0 | 0 | 0 | 0 |  | 0 | 1 | 1 | 1 | 1 | 0 | 0
GS | Gansu Guazhou Anbei 5 Area C wind farm Phase 1 | onshore_wind_turbine | 1451 | 2 | 0 | 0 | 0 | 0 | 0 | 1 | 0 | 0 | 0 | 0 | 0 | 1 | 1 | 0 | 100 | 1 | 100 | 0 | 0 | 0 | 0 | 0 |  | 0 | 1 | 1 | 1 | 1 | 0 | 0
GS | Gansu Guazhou Anbei 6 Area A wind farm | onshore_wind_turbine | 1452 | 2 | 0 | 0 | 0 | 0 | 0 | 1 | 0 | 0 | 0 | 0 | 0 | 1 | 1 | 0 | 200 | 1 | 200 | 0 | 0 | 0 | 0 | 0 |  | 0 | 1 | 1 | 1 | 1 | 0 | 0
GS | Gansu Guazhou Anbei 6 Area B wind farm | onshore_wind_turbine | 1453 | 2 | 0 | 0 | 0 | 0 | 0 | 1 | 0 | 0 | 0 | 0 | 0 | 1 | 1 | 0 | 200 | 1 | 200 | 0 | 0 | 0 | 0 | 0 |  | 0 | 1 | 1 | 1 | 1 | 0 | 0
GS | Gansu Guazhou Anbei 6 Area C wind farm | onshore_wind_turbine | 1454 | 2 | 0 | 0 | 0 | 0 | 0 | 1 | 0 | 0 | 0 | 0 | 0 | 1 | 1 | 0 | 201 | 1 | 201 | 0 | 0 | 0 | 0 | 0 |  | 0 | 1 | 1 | 1 | 1 | 0 | 0
GS | Gansu Guazhou Anxi Daliang wind farm Phase 1 | onshore_wind_turbine | 1455 | 2 | 0 | 0 | 0 | 0 | 0 | 1 | 0 | 0 | 0 | 0 | 0 | 1 | 1 | 0 | 50 | 1 | 50 | 0 | 0 | 0 | 0 | 0 |  | 0 | 1 | 1 | 1 | 1 | 0 | 0
GS | Gansu Guazhou Anxi Daliang wind farm Phase 2 | onshore_wind_turbine | 1456 | 2 | 0 | 0 | 0 | 0 | 0 | 1 | 0 | 0 | 0 | 0 | 0 | 1 | 1 | 0 | 50 | 1 | 50 | 0 | 0 | 0 | 0 | 0 |  | 0 | 1 | 1 | 1 | 1 | 0 | 0
GS | Gansu Guazhou Anxi Xiangyang wind farm Phase 1 | onshore_wind_turbine | 1457 | 2 | 0 | 0 | 0 | 0 | 0 | 1 | 0 | 0 | 0 | 0 | 0 | 1 | 1 | 0 | 50 | 1 | 50 | 0 | 0 | 0 | 0 | 0 |  | 0 | 1 | 1 | 1 | 1 | 0 | 0
GS | Gansu Guazhou Anxi Xiangyang wind farm Phase 2 | onshore_wind_turbine | 1458 | 2 | 0 | 0 | 0 | 0 | 0 | 1 | 0 | 0 | 0 | 0 | 0 | 1 | 1 | 0 | 50 | 1 | 50 | 0 | 0 | 0 | 0 | 0 |  | 0 | 1 | 1 | 1 | 1 | 0 | 0
GS | Gansu Guazhou Baofeng wind farm | onshore_wind_turbine | 1459 | 2 | 0 | 0 | 0 | 0 | 0 | 1 | 0 | 0 | 0 | 0 | 0 | 1 | 1 | 0 | 1750 | 1 | 1750 | 0 | 0 | 0 | 0 | 0 |  | 0 | 1 | 1 | 1 | 1 | 0 | 0
GS | Gansu Guazhou Beidaqiao (State Power Investment) wind farm | onshore_wind_turbine | 1460 | 2 | 0 | 0 | 0 | 0 | 0 | 1 | 0 | 0 | 0 | 0 | 0 | 1 | 1 | 0 | 70 | 1 | 70 | 0 | 0 | 0 | 0 | 0 |  | 0 | 1 | 1 | 1 | 1 | 0 | 0
GS | Gansu Guazhou Beidaqiao 1 wind farm | onshore_wind_turbine | 1461 | 2 | 0 | 0 | 0 | 0 | 0 | 1 | 0 | 0 | 0 | 0 | 0 | 1 | 1 | 0 | 201 | 1 | 201 | 0 | 0 | 0 | 0 | 0 |  | 0 | 1 | 1 | 1 | 1 | 0 | 0
GS | Gansu Guazhou Beidaqiao 2 wind farm | onshore_wind_turbine | 1462 | 2 | 0 | 0 | 0 | 0 | 0 | 1 | 0 | 0 | 0 | 0 | 0 | 1 | 1 | 0 | 201 | 1 | 201 | 0 | 0 | 0 | 0 | 0 |  | 0 | 1 | 1 | 1 | 1 | 0 | 0
GS | Gansu Guazhou Beidaqiao 3 wind farm | onshore_wind_turbine | 1463 | 2 | 0 | 0 | 0 | 0 | 0 | 1 | 0 | 0 | 0 | 0 | 0 | 1 | 1 | 0 | 201 | 1 | 201 | 0 | 0 | 0 | 0 | 0 |  | 0 | 1 | 1 | 1 | 1 | 0 | 0
GS | Gansu Guazhou Beidaqiao 4 wind farm | onshore_wind_turbine | 1464 | 2 | 0 | 0 | 0 | 0 | 0 | 1 | 0 | 0 | 0 | 0 | 0 | 1 | 1 | 0 | 201 | 1 | 201 | 0 | 0 | 0 | 0 | 0 |  | 0 | 1 | 1 | 1 | 1 | 0 | 0
GS | Gansu Guazhou Beidaqiao 5 wind farm | onshore_wind_turbine | 1465 | 2 | 0 | 0 | 0 | 0 | 0 | 1 | 0 | 0 | 0 | 0 | 0 | 1 | 1 | 0 | 201 | 1 | 201 | 0 | 0 | 0 | 0 | 0 |  | 0 | 1 | 1 | 1 | 1 | 0 | 0
GS | Gansu Guazhou Beidaqiao 6 Area C wind farm Phase 1 | onshore_wind_turbine | 1466 | 2 | 0 | 0 | 0 | 0 | 0 | 1 | 0 | 0 | 0 | 0 | 0 | 1 | 1 | 0 | 100 | 1 | 100 | 0 | 0 | 0 | 0 | 0 |  | 0 | 1 | 1 | 1 | 1 | 0 | 0
GS | Gansu Guazhou Beidaqiao 6 Area C wind farm Phase 2 | onshore_wind_turbine | 1467 | 2 | 0 | 0 | 0 | 0 | 0 | 1 | 0 | 0 | 0 | 0 | 0 | 1 | 1 | 0 | 100 | 1 | 100 | 0 | 0 | 0 | 0 | 0 |  | 0 | 1 | 1 | 1 | 1 | 0 | 0
GS | Gansu Guazhou Beidaqiao 6 Areas A And B wind farm | onshore_wind_turbine | 1468 | 2 | 0 | 0 | 0 | 0 | 0 | 1 | 0 | 0 | 0 | 0 | 0 | 1 | 1 | 0 | 402 | 1 | 402 | 0 | 0 | 0 | 0 | 0 |  | 0 | 1 | 1 | 1 | 1 | 0 | 0
GS | Gansu Guazhou Beidaqiao Baiyang wind farm | onshore_wind_turbine | 1469 | 2 | 0 | 0 | 0 | 0 | 0 | 1 | 0 | 0 | 0 | 0 | 0 | 1 | 1 | 0 | 100 | 1 | 100 | 0 | 0 | 0 | 0 | 0 |  | 0 | 1 | 1 | 1 | 1 | 0 | 0
GS | Gansu Guazhou Beidaqiao East wind farm Phase 1 | onshore_wind_turbine | 1470 | 2 | 0 | 0 | 0 | 0 | 0 | 1 | 0 | 0 | 0 | 0 | 0 | 1 | 1 | 0 | 50 | 1 | 50 | 0 | 0 | 0 | 0 | 0 |  | 0 | 1 | 1 | 1 | 1 | 0 | 0
GS | Gansu Guazhou Beidaqiao East wind farm Phase 2 | onshore_wind_turbine | 1471 | 2 | 0 | 0 | 0 | 0 | 0 | 1 | 0 | 0 | 0 | 0 | 0 | 1 | 1 | 0 | 50 | 1 | 50 | 0 | 0 | 0 | 0 | 0 |  | 0 | 1 | 1 | 1 | 1 | 0 | 0
GS | Gansu Guazhou Beidaqiao Number 8 Area A wind farm | onshore_wind_turbine | 1472 | 2 | 0 | 0 | 0 | 0 | 0 | 1 | 0 | 0 | 0 | 0 | 0 | 1 | 1 | 0 | 200 | 1 | 200 | 0 | 0 | 0 | 0 | 0 |  | 0 | 1 | 1 | 1 | 1 | 0 | 0
GS | Gansu Guazhou Beidaqio 7 wind farm A area | onshore_wind_turbine | 1473 | 2 | 0 | 0 | 0 | 0 | 0 | 1 | 0 | 0 | 0 | 0 | 0 | 1 | 1 | 0 | 200 | 1 | 200 | 0 | 0 | 0 | 0 | 0 |  | 0 | 1 | 1 | 1 | 1 | 0 | 0
GS | Gansu Guazhou Beidaqio 7 wind farm B area | onshore_wind_turbine | 1474 | 2 | 0 | 0 | 0 | 0 | 0 | 1 | 0 | 0 | 0 | 0 | 0 | 1 | 1 | 0 | 200 | 1 | 200 | 0 | 0 | 0 | 0 | 0 |  | 0 | 1 | 1 | 1 | 1 | 0 | 0
GS | Gansu Guazhou Ganhekou North Demonstration wind farm | onshore_wind_turbine | 1475 | 2 | 0 | 0 | 0 | 0 | 0 | 1 | 0 | 0 | 0 | 0 | 0 | 1 | 1 | 0 | 48 | 1 | 48 | 0 | 0 | 0 | 0 | 0 |  | 0 | 1 | 1 | 1 | 1 | 0 | 0
GS | Gansu Guazhou Ganhekou Number 1 wind farm | onshore_wind_turbine | 1476 | 2 | 0 | 0 | 0 | 0 | 0 | 1 | 0 | 0 | 0 | 0 | 0 | 1 | 1 | 0 | 200 | 1 | 200 | 0 | 0 | 0 | 0 | 0 |  | 0 | 1 | 1 | 1 | 1 | 0 | 0
GS | Gansu Guazhou Ganhekou Number 2 wind farm | onshore_wind_turbine | 1477 | 2 | 0 | 0 | 0 | 0 | 0 | 1 | 0 | 0 | 0 | 0 | 0 | 1 | 1 | 0 | 200 | 1 | 200 | 0 | 0 | 0 | 0 | 0 |  | 0 | 1 | 1 | 1 | 1 | 0 | 0
GS | Gansu Guazhou Ganhekou Number 3 wind farm | onshore_wind_turbine | 1478 | 2 | 0 | 0 | 0 | 0 | 0 | 1 | 0 | 0 | 0 | 0 | 0 | 1 | 1 | 0 | 201 | 1 | 201 | 0 | 0 | 0 | 0 | 0 |  | 0 | 1 | 1 | 1 | 1 | 0 | 0
GS | Gansu Guazhou Ganhekou Number 4 wind farm | onshore_wind_turbine | 1479 | 2 | 0 | 0 | 0 | 0 | 0 | 1 | 0 | 0 | 0 | 0 | 0 | 1 | 1 | 0 | 200 | 1 | 200 | 0 | 0 | 0 | 0 | 0 |  | 0 | 1 | 1 | 1 | 1 | 0 | 0
GS | Gansu Guazhou Ganhekou Number 5 wind farm | onshore_wind_turbine | 1480 | 2 | 0 | 0 | 0 | 0 | 0 | 1 | 0 | 0 | 0 | 0 | 0 | 1 | 1 | 0 | 201 | 1 | 201 | 0 | 0 | 0 | 0 | 0 |  | 0 | 1 | 1 | 1 | 1 | 0 | 0
GS | Gansu Guazhou Ganhekou Number 6 wind farm | onshore_wind_turbine | 1481 | 2 | 0 | 0 | 0 | 0 | 0 | 1 | 0 | 0 | 0 | 0 | 0 | 1 | 1 | 0 | 201 | 1 | 201 | 0 | 0 | 0 | 0 | 0 |  | 0 | 1 | 1 | 1 | 1 | 0 | 0
GS | Gansu Guazhou Ganhekou Number 7 wind farm | onshore_wind_turbine | 1482 | 2 | 0 | 0 | 0 | 0 | 0 | 1 | 0 | 0 | 0 | 0 | 0 | 1 | 1 | 0 | 201 | 1 | 201 | 0 | 0 | 0 | 0 | 0 |  | 0 | 1 | 1 | 1 | 1 | 0 | 0
GS | Gansu Guazhou Ganhekou Number 8 wind farm | onshore_wind_turbine | 1483 | 2 | 0 | 0 | 0 | 0 | 0 | 1 | 0 | 0 | 0 | 0 | 0 | 1 | 1 | 0 | 201 | 1 | 201 | 0 | 0 | 0 | 0 | 0 |  | 0 | 1 | 1 | 1 | 1 | 0 | 0
GS | Gansu Guazhou Ganhekou South Demonstration wind farm | onshore_wind_turbine | 1484 | 2 | 0 | 0 | 0 | 0 | 0 | 1 | 0 | 0 | 0 | 0 | 0 | 1 | 1 | 0 | 48 | 1 | 48 | 0 | 0 | 0 | 0 | 0 |  | 0 | 1 | 1 | 1 | 1 | 0 | 0
GS | Gansu Guazhou Liuyuan wind farm Phase 2 | onshore_wind_turbine | 1485 | 2 | 0 | 0 | 0 | 0 | 0 | 1 | 0 | 0 | 0 | 0 | 0 | 1 | 1 | 0 | 50 | 1 | 50 | 0 | 0 | 0 | 0 | 0 |  | 0 | 1 | 1 | 1 | 1 | 0 | 0
GS | Gansu Guazhou Localization Demonstration wind farm | onshore_wind_turbine | 1486 | 2 | 0 | 0 | 0 | 0 | 0 | 1 | 0 | 0 | 0 | 0 | 0 | 1 | 1 | 0 | 300 | 1 | 300 | 0 | 0 | 0 | 0 | 0 |  | 0 | 1 | 1 | 1 | 1 | 0 | 0
GS | Gansu Guazhou New Wind Turbine Testing farm | onshore_wind_turbine | 1487 | 2 | 0 | 0 | 0 | 0 | 0 | 1 | 0 | 0 | 0 | 0 | 0 | 1 | 1 | 0 | 80 | 1 | 80 | 0 | 0 | 0 | 0 | 0 |  | 0 | 1 | 1 | 1 | 1 | 0 | 0
GS | Gansu Guazhou Qiaowan Number 1 wind farm | onshore_wind_turbine | 1488 | 2 | 0 | 0 | 0 | 0 | 0 | 1 | 0 | 0 | 0 | 0 | 0 | 1 | 1 | 0 | 201 | 1 | 201 | 0 | 0 | 0 | 0 | 0 |  | 0 | 1 | 1 | 1 | 1 | 0 | 0
GS | Gansu Guazhou Qiaowan Number 2 wind farm | onshore_wind_turbine | 1489 | 2 | 0 | 0 | 0 | 0 | 0 | 1 | 0 | 0 | 0 | 0 | 0 | 1 | 1 | 0 | 202 | 1 | 202 | 0 | 0 | 0 | 0 | 0 |  | 0 | 1 | 1 | 1 | 1 | 0 | 0
GS | Gansu Guazhou Qiaowan Number 3 North wind farm | onshore_wind_turbine | 1490 | 2 | 0 | 0 | 0 | 0 | 0 | 1 | 0 | 0 | 0 | 0 | 0 | 1 | 1 | 0 | 100 | 1 | 100 | 0 | 0 | 0 | 0 | 0 |  | 0 | 1 | 1 | 1 | 1 | 0 | 0
GS | Gansu Guazhou Solar Thermal/Photovoltaic/Wind complex wind farm Component of Jiuquan "Solar Thermal Plus" national wind/solar base | onshore_wind_turbine | 1491 | 2 | 0 | 0 | 0 | 0 | 0 | 1 | 0 | 0 | 0 | 0 | 0 | 1 | 1 | 0 | 400 | 1 | 400 | 0 | 0 | 0 | 0 | 0 |  | 0 | 1 | 1 | 1 | 1 | 0 | 0
GS | Gansu Gulang (CECEP) wind farm | onshore_wind_turbine | 1492 | 2 | 0 | 0 | 0 | 0 | 0 | 1 | 0 | 0 | 0 | 0 | 0 | 1 | 1 | 0 | 50 | 1 | 50 | 0 | 0 | 0 | 0 | 0 |  | 0 | 1 | 1 | 1 | 1 | 0 | 0
GS | Gansu Gulang (Zhejiang Windey) wind farm | onshore_wind_turbine | 1493 | 2 | 0 | 0 | 0 | 0 | 0 | 1 | 0 | 0 | 0 | 0 | 0 | 1 | 1 | 0 | 50 | 1 | 50 | 0 | 0 | 0 | 0 | 0 |  | 0 | 1 | 1 | 1 | 1 | 0 | 0
GS | Gansu Huachi Nanliang Distributed wind farm | onshore_wind_turbine | 1494 | 2 | 0 | 0 | 0 | 0 | 0 | 1 | 0 | 0 | 0 | 0 | 0 | 1 | 1 | 0 | 20.6 | 1 | 20.6 | 0 | 0 | 0 | 0 | 0 |  | 0 | 1 | 1 | 1 | 1 | 0 | 0
GS | Gansu Huachi Zifangpan Distributed wind farm | onshore_wind_turbine | 1495 | 2 | 0 | 0 | 0 | 0 | 0 | 1 | 0 | 0 | 0 | 0 | 0 | 1 | 1 | 0 | 39.6 | 1 | 39.6 | 0 | 0 | 0 | 0 | 0 |  | 0 | 1 | 1 | 1 | 1 | 0 | 0
GS | Gansu Huanxian Maojing wind farm | onshore_wind_turbine | 1496 | 2 | 0 | 0 | 0 | 0 | 0 | 1 | 0 | 0 | 0 | 0 | 0 | 1 | 1 | 0 | 400 | 1 | 400 | 0 | 0 | 0 | 0 | 0 |  | 0 | 1 | 1 | 1 | 1 | 0 | 0
GS | Gansu Huanxian Nanqiu wind farm Phase 1 | onshore_wind_turbine | 1497 | 2 | 0 | 0 | 0 | 0 | 0 | 1 | 0 | 0 | 0 | 0 | 0 | 1 | 1 | 0 | 50 | 1 | 50 | 0 | 0 | 0 | 0 | 0 |  | 0 | 1 | 1 | 1 | 1 | 0 | 0
GS | Gansu Huanxian Nanqiu wind farm Phase 2 | onshore_wind_turbine | 1498 | 2 | 0 | 0 | 0 | 0 | 0 | 1 | 0 | 0 | 0 | 0 | 0 | 1 | 1 | 0 | 50 | 1 | 50 | 0 | 0 | 0 | 0 | 0 |  | 0 | 1 | 1 | 1 | 1 | 0 | 0
GS | Gansu Huanxian Nanqiu wind farm Phase 3 | onshore_wind_turbine | 1499 | 2 | 0 | 0 | 0 | 0 | 0 | 1 | 0 | 0 | 0 | 0 | 0 | 1 | 1 | 0 | 50 | 1 | 50 | 0 | 0 | 0 | 0 | 0 |  | 0 | 1 | 1 | 1 | 1 | 0 | 0
GS | Gansu Huanxian Nanqiu wind farm Phase 4 | onshore_wind_turbine | 1500 | 2 | 0 | 0 | 0 | 0 | 0 | 1 | 0 | 0 | 0 | 0 | 0 | 1 | 1 | 0 | 50 | 1 | 50 | 0 | 0 | 0 | 0 | 0 |  | 0 | 1 | 1 | 1 | 1 | 0 | 0
GS | Gansu Huanxian Tianshuibao wind farm | onshore_wind_turbine | 1501 | 2 | 0 | 0 | 0 | 0 | 0 | 1 | 0 | 0 | 0 | 0 | 0 | 1 | 1 | 0 | 50 | 1 | 50 | 0 | 0 | 0 | 0 | 0 |  | 0 | 1 | 1 | 1 | 1 | 0 | 0
GS | Gansu Huining (Zhiheng) Distributed wind farm | onshore_wind_turbine | 1502 | 2 | 0 | 0 | 0 | 0 | 0 | 1 | 0 | 0 | 0 | 0 | 0 | 1 | 1 | 0 | 20 | 1 | 20 | 0 | 0 | 0 | 0 | 0 |  | 0 | 1 | 1 | 1 | 1 | 0 | 0
GS | Gansu Huining Dingjiagou wind farm | onshore_wind_turbine | 1503 | 2 | 0 | 0 | 0 | 0 | 0 | 1 | 0 | 0 | 0 | 0 | 0 | 1 | 1 | 0 | 50 | 1 | 50 | 0 | 0 | 0 | 0 | 0 |  | 0 | 1 | 1 | 1 | 1 | 0 | 0
GS | Gansu Jinchang Chaoshuishan wind farm | onshore_wind_turbine | 1504 | 2 | 0 | 0 | 0 | 0 | 0 | 1 | 0 | 0 | 0 | 0 | 0 | 1 | 1 | 0 | 100 | 1 | 100 | 0 | 0 | 0 | 0 | 0 |  | 0 | 1 | 1 | 1 | 1 | 0 | 0
GS | Gansu Jinchang Xitan wind farm | onshore_wind_turbine | 1505 | 2 | 0 | 0 | 0 | 0 | 0 | 1 | 0 | 0 | 0 | 0 | 0 | 1 | 1 | 0 | 50 | 1 | 50 | 0 | 0 | 0 | 0 | 0 |  | 0 | 1 | 1 | 1 | 1 | 0 | 0
GS | Gansu Jinchuan Hongshanliang wind farm | onshore_wind_turbine | 1506 | 2 | 0 | 0 | 0 | 0 | 0 | 1 | 0 | 0 | 0 | 0 | 0 | 1 | 1 | 0 | 50 | 1 | 50 | 0 | 0 | 0 | 0 | 0 |  | 0 | 1 | 1 | 1 | 1 | 0 | 0
GS | Gansu Jinchuan Hongyashan wind farm | onshore_wind_turbine | 1507 | 2 | 0 | 0 | 0 | 0 | 0 | 1 | 0 | 0 | 0 | 0 | 0 | 1 | 1 | 0 | 50 | 1 | 50 | 0 | 0 | 0 | 0 | 0 |  | 0 | 1 | 1 | 1 | 1 | 0 | 0
GS | Gansu Jinchuan Magang wind farm | onshore_wind_turbine | 1508 | 2 | 0 | 0 | 0 | 0 | 0 | 1 | 0 | 0 | 0 | 0 | 0 | 1 | 1 | 0 | 50 | 1 | 50 | 0 | 0 | 0 | 0 | 0 |  | 0 | 1 | 1 | 1 | 1 | 0 | 0
GS | Gansu Jinchuan Shuangwan wind farm | onshore_wind_turbine | 1509 | 2 | 0 | 0 | 0 | 0 | 0 | 1 | 0 | 0 | 0 | 0 | 0 | 1 | 1 | 0 | 100 | 1 | 100 | 0 | 0 | 0 | 0 | 0 |  | 0 | 1 | 1 | 1 | 1 | 0 | 0
GS | Gansu Jingtai (Shandong Development) Power Export wind farms Area A Xiatan | onshore_wind_turbine | 1510 | 2 | 0 | 0 | 0 | 0 | 0 | 1 | 0 | 0 | 0 | 0 | 0 | 1 | 1 | 0 | 400 | 1 | 400 | 0 | 0 | 0 | 0 | 0 |  | 0 | 1 | 1 | 1 | 1 | 0 | 0
GS | Gansu Jingtai (Shandong Energy) Power Export wind farms Gangdongliang West | onshore_wind_turbine | 1511 | 2 | 0 | 0 | 0 | 0 | 0 | 1 | 0 | 0 | 0 | 0 | 0 | 1 | 1 | 0 | 200 | 1 | 200 | 0 | 0 | 0 | 0 | 0 |  | 0 | 1 | 1 | 1 | 1 | 0 | 0
GS | Gansu Jingtai (Shandong Energy) Power Export wind farms Hongshan | onshore_wind_turbine | 1512 | 2 | 0 | 0 | 0 | 0 | 0 | 1 | 0 | 0 | 0 | 0 | 0 | 1 | 1 | 0 | 100 | 1 | 100 | 0 | 0 | 0 | 0 | 0 |  | 0 | 1 | 1 | 1 | 1 | 0 | 0
GS | Gansu Jingtai (Zhejiang Energy) wind farm | onshore_wind_turbine | 1513 | 2 | 0 | 0 | 0 | 0 | 0 | 1 | 0 | 0 | 0 | 0 | 0 | 1 | 1 | 0 | 100 | 1 | 100 | 0 | 0 | 0 | 0 | 0 |  | 0 | 1 | 1 | 1 | 1 | 0 | 0
GS | Gansu Jingtai Hongshan wind farm | onshore_wind_turbine | 1514 | 2 | 0 | 0 | 0 | 0 | 0 | 1 | 0 | 0 | 0 | 0 | 0 | 1 | 1 | 0 | 50 | 1 | 50 | 0 | 0 | 0 | 0 | 0 |  | 0 | 1 | 1 | 1 | 1 | 0 | 0
GS | Gansu Jingtai Machangshan wind farm Phase 1 | onshore_wind_turbine | 1515 | 2 | 0 | 0 | 0 | 0 | 0 | 1 | 0 | 0 | 0 | 0 | 0 | 1 | 1 | 0 | 50 | 1 | 50 | 0 | 0 | 0 | 0 | 0 |  | 0 | 1 | 1 | 1 | 1 | 0 | 0
GS | Gansu Jingtai Machangshan wind farm Phase 2 | onshore_wind_turbine | 1516 | 2 | 0 | 0 | 0 | 0 | 0 | 1 | 0 | 0 | 0 | 0 | 0 | 1 | 1 | 0 | 50 | 1 | 50 | 0 | 0 | 0 | 0 | 0 |  | 0 | 1 | 1 | 1 | 1 | 0 | 0
GS | Gansu Jingtai Qianfeng wind farm Original | onshore_wind_turbine | 1517 | 2 | 0 | 0 | 0 | 0 | 0 | 1 | 0 | 0 | 0 | 0 | 0 | 1 | 1 | 0 | 50 | 1 | 50 | 0 | 0 | 0 | 0 | 0 |  | 0 | 1 | 1 | 1 | 1 | 0 | 0
GS | Gansu Jingtai Shatangzi wind farm | onshore_wind_turbine | 1518 | 2 | 0 | 0 | 0 | 0 | 0 | 1 | 0 | 0 | 0 | 0 | 0 | 1 | 1 | 0 | 50 | 1 | 50 | 0 | 0 | 0 | 0 | 0 |  | 0 | 1 | 1 | 1 | 1 | 0 | 0
GS | Gansu Jingtai Sitan wind farm | onshore_wind_turbine | 1519 | 2 | 0 | 0 | 0 | 0 | 0 | 1 | 0 | 0 | 0 | 0 | 0 | 1 | 1 | 0 | 50 | 1 | 50 | 0 | 0 | 0 | 0 | 0 |  | 0 | 1 | 1 | 1 | 1 | 0 | 0
GS | Gansu Jingtai Sitandong Distributed wind farm | onshore_wind_turbine | 1520 | 2 | 0 | 0 | 0 | 0 | 0 | 1 | 0 | 0 | 0 | 0 | 0 | 1 | 1 | 0 | 25 | 1 | 25 | 0 | 0 | 0 | 0 | 0 |  | 0 | 1 | 1 | 1 | 1 | 0 | 0
GS | Gansu Jingtai Xingquan Localization Demonstration wind farm | onshore_wind_turbine | 1521 | 2 | 0 | 0 | 0 | 0 | 0 | 1 | 0 | 0 | 0 | 0 | 0 | 1 | 1 | 0 | 49 | 1 | 49 | 0 | 0 | 0 | 0 | 0 |  | 0 | 1 | 1 | 1 | 1 | 0 | 0
GS | Gansu Jingtai Xingquan wind farm | onshore_wind_turbine | 1522 | 2 | 0 | 0 | 0 | 0 | 0 | 1 | 0 | 0 | 0 | 0 | 0 | 1 | 1 | 0 | 45 | 1 | 45 | 0 | 0 | 0 | 0 | 0 |  | 0 | 1 | 1 | 1 | 1 | 0 | 0
GS | Gansu Jingtai Xiquandong Distributed wind farm | onshore_wind_turbine | 1523 | 2 | 0 | 0 | 0 | 0 | 0 | 1 | 0 | 0 | 0 | 0 | 0 | 1 | 1 | 0 | 25 | 1 | 25 | 0 | 0 | 0 | 0 | 0 |  | 0 | 1 | 1 | 1 | 1 | 0 | 0
GS | Gansu Jingtai Yongtai wind farm | onshore_wind_turbine | 1524 | 2 | 0 | 0 | 0 | 0 | 0 | 1 | 0 | 0 | 0 | 0 | 0 | 1 | 1 | 0 | 50 | 1 | 50 | 0 | 0 | 0 | 0 | 0 |  | 0 | 1 | 1 | 1 | 1 | 0 | 0
GS | Gansu Jingyuan Dongsheng Sanfengyuan wind farm | onshore_wind_turbine | 1525 | 2 | 0 | 0 | 0 | 0 | 0 | 1 | 0 | 0 | 0 | 0 | 0 | 1 | 1 | 0 | 50 | 1 | 50 | 0 | 0 | 0 | 0 | 0 |  | 0 | 1 | 1 | 1 | 1 | 0 | 0
GS | Gansu Jingyuan Dongsheng Xiaoheishan wind farm | onshore_wind_turbine | 1526 | 2 | 0 | 0 | 0 | 0 | 0 | 1 | 0 | 0 | 0 | 0 | 0 | 1 | 1 | 0 | 50 | 1 | 50 | 0 | 0 | 0 | 0 | 0 |  | 0 | 1 | 1 | 1 | 1 | 0 | 0
GS | Gansu Jingyuan Gunzichuan wind farm | onshore_wind_turbine | 1527 | 2 | 0 | 0 | 0 | 0 | 0 | 1 | 0 | 0 | 0 | 0 | 0 | 1 | 1 | 0 | 50 | 1 | 50 | 0 | 0 | 0 | 0 | 0 |  | 0 | 1 | 1 | 1 | 1 | 0 | 0
GS | Gansu Jingyuan Hezhaike wind farm Phase 1 | onshore_wind_turbine | 1528 | 2 | 0 | 0 | 0 | 0 | 0 | 1 | 0 | 0 | 0 | 0 | 0 | 1 | 1 | 0 | 50 | 1 | 50 | 0 | 0 | 0 | 0 | 0 |  | 0 | 1 | 1 | 1 | 1 | 0 | 0
GS | Gansu Jingyuan Hezhaike wind farm Phase 2 | onshore_wind_turbine | 1529 | 2 | 0 | 0 | 0 | 0 | 0 | 1 | 0 | 0 | 0 | 0 | 0 | 1 | 1 | 0 | 50 | 1 | 50 | 0 | 0 | 0 | 0 | 0 |  | 0 | 1 | 1 | 1 | 1 | 0 | 0
GS | Gansu Jingyuan Lujiaquan Unsubsidized wind farm | onshore_wind_turbine | 1530 | 2 | 0 | 0 | 0 | 0 | 0 | 1 | 0 | 0 | 0 | 0 | 0 | 1 | 1 | 0 | 50 | 1 | 50 | 0 | 0 | 0 | 0 | 0 |  | 0 | 1 | 1 | 1 | 1 | 0 | 0
GS | Gansu Jingyuan Power Export (Shandong Development) wind farms A Area Beitan | onshore_wind_turbine | 1531 | 2 | 0 | 0 | 0 | 0 | 0 | 1 | 0 | 0 | 0 | 0 | 0 | 1 | 1 | 0 | 200 | 1 | 200 | 0 | 0 | 0 | 0 | 0 |  | 0 | 1 | 1 | 1 | 1 | 0 | 0
GS | Gansu Jingyuan Power Export (Shandong Development) wind farms A area Jing'an | onshore_wind_turbine | 1532 | 2 | 0 | 0 | 0 | 0 | 0 | 1 | 0 | 0 | 0 | 0 | 0 | 1 | 1 | 0 | 200 | 1 | 200 | 0 | 0 | 0 | 0 | 0 |  | 0 | 1 | 1 | 1 | 1 | 0 | 0
GS | Gansu Jingyuan Power Export Beitan (Shandong Energy) wind farm | onshore_wind_turbine | 1533 | 2 | 0 | 0 | 0 | 0 | 0 | 1 | 0 | 0 | 0 | 0 | 0 | 1 | 1 | 0 | 300 | 1 | 300 | 0 | 0 | 0 | 0 | 0 |  | 0 | 1 | 1 | 1 | 1 | 0 | 0
GS | Gansu Jingyuan Wuhe Jiazhaike wind farm Phase 1 | onshore_wind_turbine | 1534 | 2 | 0 | 0 | 0 | 0 | 0 | 1 | 0 | 0 | 0 | 0 | 0 | 1 | 1 | 0 | 50 | 1 | 50 | 0 | 0 | 0 | 0 | 0 |  | 0 | 1 | 1 | 1 | 1 | 0 | 0
GS | Gansu Jingyuan Wuhe Jiazhaike wind farm Phase 2 | onshore_wind_turbine | 1535 | 2 | 0 | 0 | 0 | 0 | 0 | 1 | 0 | 0 | 0 | 0 | 0 | 1 | 1 | 0 | 50 | 1 | 50 | 0 | 0 | 0 | 0 | 0 |  | 0 | 1 | 1 | 1 | 1 | 0 | 0
GS | Gansu Jingyuan Wuhe wind farm Phase 1 | onshore_wind_turbine | 1536 | 2 | 0 | 0 | 0 | 0 | 0 | 1 | 0 | 0 | 0 | 0 | 0 | 1 | 1 | 0 | 50 | 1 | 50 | 0 | 0 | 0 | 0 | 0 |  | 0 | 1 | 1 | 1 | 1 | 0 | 0
GS | Gansu Jingyuan Wuhe wind farm Phase 2 | onshore_wind_turbine | 1537 | 2 | 0 | 0 | 0 | 0 | 0 | 1 | 0 | 0 | 0 | 0 | 0 | 1 | 1 | 0 | 50 | 1 | 50 | 0 | 0 | 0 | 0 | 0 |  | 0 | 1 | 1 | 1 | 1 | 0 | 0
GS | Gansu Kongtong District Distributed wind farm | onshore_wind_turbine | 1538 | 2 | 0 | 0 | 0 | 0 | 0 | 1 | 0 | 0 | 0 | 0 | 0 | 1 | 1 | 0 | 125 | 1 | 125 | 0 | 0 | 0 | 0 | 0 |  | 0 | 1 | 1 | 1 | 1 | 0 | 0
GS | Gansu Kongtong Xiamen Green Hydrogen wind farm Phase 1 | onshore_wind_turbine | 1539 | 2 | 0 | 0 | 0 | 0 | 0 | 1 | 0 | 0 | 0 | 0 | 0 | 1 | 1 | 0 | 50 | 1 | 50 | 0 | 0 | 0 | 0 | 0 |  | 0 | 1 | 1 | 1 | 1 | 0 | 0
GS | Gansu Kongtong Xiamen Green Hydrogen wind farm Phase 2 | onshore_wind_turbine | 1540 | 2 | 0 | 0 | 0 | 0 | 0 | 1 | 0 | 0 | 0 | 0 | 0 | 1 | 1 | 0 | 50 | 1 | 50 | 0 | 0 | 0 | 0 | 0 |  | 0 | 1 | 1 | 1 | 1 | 0 | 0
GS | Gansu Linze (Longyuan) wind farm | onshore_wind_turbine | 1541 | 2 | 0 | 0 | 0 | 0 | 0 | 1 | 0 | 0 | 0 | 0 | 0 | 1 | 1 | 0 | 200 | 1 | 200 | 0 | 0 | 0 | 0 | 0 |  | 0 | 1 | 1 | 1 | 1 | 0 | 0
GS | Gansu Linze Banqiao Beitan (Yishite) wind farm | onshore_wind_turbine | 1542 | 2 | 0 | 0 | 0 | 0 | 0 | 1 | 0 | 0 | 0 | 0 | 0 | 1 | 1 | 0 | 100 | 1 | 100 | 0 | 0 | 0 | 0 | 0 |  | 0 | 1 | 1 | 1 | 1 | 0 | 0
GS | Gansu Linze Beitan wind farm | onshore_wind_turbine | 1543 | 2 | 0 | 0 | 0 | 0 | 0 | 1 | 0 | 0 | 0 | 0 | 0 | 1 | 1 | 0 | 50 | 1 | 50 | 0 | 0 | 0 | 0 | 0 |  | 0 | 1 | 1 | 1 | 1 | 0 | 0
GS | Gansu Linze Pingchuan (China Power Construction) wind farm | onshore_wind_turbine | 1544 | 2 | 0 | 0 | 0 | 0 | 0 | 1 | 0 | 0 | 0 | 0 | 0 | 1 | 1 | 0 | 100 | 1 | 100 | 0 | 0 | 0 | 0 | 0 |  | 0 | 1 | 1 | 1 | 1 | 0 | 0
GS | Gansu Linze Pingchuan Beitan (Huaneng) wind farm | onshore_wind_turbine | 1545 | 2 | 0 | 0 | 0 | 0 | 0 | 1 | 0 | 0 | 0 | 0 | 0 | 1 | 1 | 0 | 300 | 1 | 300 | 0 | 0 | 0 | 0 | 0 |  | 0 | 1 | 1 | 1 | 1 | 0 | 0
GS | Gansu Lixian Gucheng wind farm Phase 1 | onshore_wind_turbine | 1546 | 2 | 0 | 0 | 0 | 0 | 0 | 1 | 0 | 0 | 0 | 0 | 0 | 1 | 1 | 0 | 100 | 1 | 100 | 0 | 0 | 0 | 0 | 0 |  | 0 | 1 | 1 | 1 | 1 | 0 | 0
GS | Gansu Lixian Gucheng wind farm Phase 2 | onshore_wind_turbine | 1547 | 2 | 0 | 0 | 0 | 0 | 0 | 1 | 0 | 0 | 0 | 0 | 0 | 1 | 1 | 0 | 100 | 1 | 100 | 0 | 0 | 0 | 0 | 0 |  | 0 | 1 | 1 | 1 | 1 | 0 | 0
GS | Gansu Longnan Wudu Maying wind farm | onshore_wind_turbine | 1548 | 2 | 0 | 0 | 0 | 0 | 0 | 1 | 0 | 0 | 0 | 0 | 0 | 1 | 1 | 0 | 300 | 1 | 300 | 0 | 0 | 0 | 0 | 0 |  | 0 | 1 | 1 | 1 | 1 | 0 | 0
GS | Gansu Longxi 100 MW (State Power Investment) wind farm | onshore_wind_turbine | 1549 | 2 | 0 | 0 | 0 | 0 | 0 | 1 | 0 | 0 | 0 | 0 | 0 | 1 | 1 | 0 | 100 | 1 | 100 | 0 | 0 | 0 | 0 | 0 |  | 0 | 1 | 1 | 1 | 1 | 0 | 0
GS | Gansu Longxi Panlongshan wind farm 1,2,3 | onshore_wind_turbine | 1550 | 2 | 0 | 0 | 0 | 0 | 0 | 1 | 0 | 0 | 0 | 0 | 0 | 1 | 1 | 0 | 150 | 1 | 150 | 0 | 0 | 0 | 0 | 0 |  | 0 | 1 | 1 | 1 | 1 | 0 | 0
GS | Gansu Longxi Panlongshan wind farm Phase 4 | onshore_wind_turbine | 1551 | 2 | 0 | 0 | 0 | 0 | 0 | 1 | 0 | 0 | 0 | 0 | 0 | 1 | 1 | 0 | 50 | 1 | 50 | 0 | 0 | 0 | 0 | 0 |  | 0 | 1 | 1 | 1 | 1 | 0 | 0
GS | Gansu Minqin (China Energy Investment) wind farm | onshore_wind_turbine | 1552 | 2 | 0 | 0 | 0 | 0 | 0 | 1 | 0 | 0 | 0 | 0 | 0 | 1 | 1 | 0 | 100 | 1 | 100 | 0 | 0 | 0 | 0 | 0 |  | 0 | 1 | 1 | 1 | 1 | 0 | 0
GS | Gansu Minqin (Gansu Envision) wind farm | onshore_wind_turbine | 1553 | 2 | 0 | 0 | 0 | 0 | 0 | 1 | 0 | 0 | 0 | 0 | 0 | 1 | 1 | 0 | 100 | 1 | 100 | 0 | 0 | 0 | 0 | 0 |  | 0 | 1 | 1 | 1 | 1 | 0 | 0
GS | Gansu Minqin Hongshagang (Yuanjing) 300 MW wind farm | onshore_wind_turbine | 1554 | 2 | 0 | 0 | 0 | 0 | 0 | 1 | 0 | 0 | 0 | 0 | 0 | 1 | 1 | 0 | 300 | 1 | 300 | 0 | 0 | 0 | 0 | 0 |  | 0 | 1 | 1 | 1 | 1 | 0 | 0
GS | Gansu Minqin Hongshagang 1 wind farm | onshore_wind_turbine | 1555 | 2 | 0 | 0 | 0 | 0 | 0 | 1 | 0 | 0 | 0 | 0 | 0 | 1 | 1 | 0 | 400 | 1 | 400 | 0 | 0 | 0 | 0 | 0 |  | 0 | 1 | 1 | 1 | 1 | 0 | 0
GS | Gansu Minqin Hongshagang 2 wind farm | onshore_wind_turbine | 1556 | 2 | 0 | 0 | 0 | 0 | 0 | 1 | 0 | 0 | 0 | 0 | 0 | 1 | 1 | 0 | 300 | 1 | 300 | 0 | 0 | 0 | 0 | 0 |  | 0 | 1 | 1 | 1 | 1 | 0 | 0
GS | Gansu Minqin Hongshagang 3 wind farm | onshore_wind_turbine | 1557 | 2 | 0 | 0 | 0 | 0 | 0 | 1 | 0 | 0 | 0 | 0 | 0 | 1 | 1 | 0 | 300 | 1 | 300 | 0 | 0 | 0 | 0 | 0 |  | 0 | 1 | 1 | 1 | 1 | 0 | 0
GS | Gansu Minqin Hongshagang Chenjiaqianjing Nanjing wind farm | onshore_wind_turbine | 1558 | 2 | 0 | 0 | 0 | 0 | 0 | 1 | 0 | 0 | 0 | 0 | 0 | 1 | 1 | 0 | 50 | 1 | 50 | 0 | 0 | 0 | 0 | 0 |  | 0 | 1 | 1 | 1 | 1 | 0 | 0
GS | Gansu Minqin Hongshagang Experimental (Landian) wind farm | onshore_wind_turbine | 1559 | 2 | 0 | 0 | 0 | 0 | 0 | 1 | 0 | 0 | 0 | 0 | 0 | 1 | 1 | 0 | 50 | 1 | 50 | 0 | 0 | 0 | 0 | 0 |  | 0 | 1 | 1 | 1 | 1 | 0 | 0
GS | Gansu Minqin Hongshagang wind farm/Photovoltaic Test wind farm | onshore_wind_turbine | 1560 | 2 | 0 | 0 | 0 | 0 | 0 | 1 | 0 | 0 | 0 | 0 | 0 | 1 | 1 | 0 | 50 | 1 | 50 | 0 | 0 | 0 | 0 | 0 |  | 0 | 1 | 1 | 1 | 1 | 0 | 0
GS | Gansu Minqin Hongshagang Xianshuijing West wind farm | onshore_wind_turbine | 1561 | 2 | 0 | 0 | 0 | 0 | 0 | 1 | 0 | 0 | 0 | 0 | 0 | 1 | 1 | 0 | 50 | 1 | 50 | 0 | 0 | 0 | 0 | 0 |  | 0 | 1 | 1 | 1 | 1 | 0 | 0
GS | Gansu Minqin Hongshagang Xianshuijing wind farm | onshore_wind_turbine | 1562 | 2 | 0 | 0 | 0 | 0 | 0 | 1 | 0 | 0 | 0 | 0 | 0 | 1 | 1 | 0 | 50 | 1 | 50 | 0 | 0 | 0 | 0 | 0 |  | 0 | 1 | 1 | 1 | 1 | 0 | 0
GS | Gansu Minqqin Hongshagang (Longxu) wind farm | onshore_wind_turbine | 1563 | 2 | 0 | 0 | 0 | 0 | 0 | 1 | 0 | 0 | 0 | 0 | 0 | 1 | 1 | 0 | 50 | 1 | 50 | 0 | 0 | 0 | 0 | 0 |  | 0 | 1 | 1 | 1 | 1 | 0 | 0
GS | Gansu Minxian (Guodian) wind farm Phase 1 | onshore_wind_turbine | 1564 | 2 | 0 | 0 | 0 | 0 | 0 | 1 | 0 | 0 | 0 | 0 | 0 | 1 | 1 | 0 | 100 | 1 | 100 | 0 | 0 | 0 | 0 | 0 |  | 0 | 1 | 1 | 1 | 1 | 0 | 0
GS | Gansu Pingchuan (Baiyin Development Investment) wind farm Phase 1 | onshore_wind_turbine | 1565 | 2 | 0 | 0 | 0 | 0 | 0 | 1 | 0 | 0 | 0 | 0 | 0 | 1 | 1 | 0 | 100 | 1 | 100 | 0 | 0 | 0 | 0 | 0 |  | 0 | 1 | 1 | 1 | 1 | 0 | 0
GS | Gansu Pingchuan (Ronghui) wind farm | onshore_wind_turbine | 1566 | 2 | 0 | 0 | 0 | 0 | 0 | 1 | 0 | 0 | 0 | 0 | 0 | 1 | 1 | 0 | 100 | 1 | 100 | 0 | 0 | 0 | 0 | 0 |  | 0 | 1 | 1 | 1 | 1 | 0 | 0
GS | Gansu Pingchuan Jiancaitang wind farm Phase 1 | onshore_wind_turbine | 1567 | 2 | 0 | 0 | 0 | 0 | 0 | 1 | 0 | 0 | 0 | 0 | 0 | 1 | 1 | 0 | 45 | 1 | 45 | 0 | 0 | 0 | 0 | 0 |  | 0 | 1 | 1 | 1 | 1 | 0 | 0
GS | Gansu Pingchuan Jiancaitang wind farm Phase 2 | onshore_wind_turbine | 1568 | 2 | 0 | 0 | 0 | 0 | 0 | 1 | 0 | 0 | 0 | 0 | 0 | 1 | 1 | 0 | 50 | 1 | 50 | 0 | 0 | 0 | 0 | 0 |  | 0 | 1 | 1 | 1 | 1 | 0 | 0
GS | Gansu Pingchuan Power Export (Shandong Development) wind farms A area | onshore_wind_turbine | 1569 | 2 | 0 | 0 | 0 | 0 | 0 | 1 | 0 | 0 | 0 | 0 | 0 | 1 | 1 | 0 | 200 | 1 | 200 | 0 | 0 | 0 | 0 | 0 |  | 0 | 1 | 1 | 1 | 1 | 0 | 0
GS | Gansu Pingchuan Power Export (Shandong Development) wind farms B area | onshore_wind_turbine | 1570 | 2 | 0 | 0 | 0 | 0 | 0 | 1 | 0 | 0 | 0 | 0 | 0 | 1 | 1 | 0 | 200 | 1 | 200 | 0 | 0 | 0 | 0 | 0 |  | 0 | 1 | 1 | 1 | 1 | 0 | 0
GS | Gansu Pingchuan Wangjiashan wind farm | onshore_wind_turbine | 1571 | 2 | 0 | 0 | 0 | 0 | 0 | 1 | 0 | 0 | 0 | 0 | 0 | 1 | 1 | 0 | 100 | 1 | 100 | 0 | 0 | 0 | 0 | 0 |  | 0 | 1 | 1 | 1 | 1 | 0 | 0
GS | Gansu Pingchuan Xiaochuan Beishan Distributed wind farm | onshore_wind_turbine | 1572 | 2 | 0 | 0 | 0 | 0 | 0 | 1 | 0 | 0 | 0 | 0 | 0 | 1 | 1 | 0 | 40 | 1 | 40 | 0 | 0 | 0 | 0 | 0 |  | 0 | 1 | 1 | 1 | 1 | 0 | 0
GS | Gansu Pingchuan Xigelatan Distributed wind farm | onshore_wind_turbine | 1573 | 2 | 0 | 0 | 0 | 0 | 0 | 1 | 0 | 0 | 0 | 0 | 0 | 1 | 1 | 0 | 20 | 1 | 20 | 0 | 0 | 0 | 0 | 0 |  | 0 | 1 | 1 | 1 | 1 | 0 | 0
GS | Gansu Qin'an Wangpuzhen wind farm | onshore_wind_turbine | 1574 | 2 | 0 | 0 | 0 | 0 | 0 | 1 | 0 | 0 | 0 | 0 | 0 | 1 | 1 | 0 | 50 | 1 | 50 | 0 | 0 | 0 | 0 | 0 |  | 0 | 1 | 1 | 1 | 1 | 0 | 0
GS | Gansu Qingshui (State Power Investment) wind farm | onshore_wind_turbine | 1575 | 2 | 0 | 0 | 0 | 0 | 0 | 1 | 0 | 0 | 0 | 0 | 0 | 1 | 1 | 0 | 50 | 1 | 50 | 0 | 0 | 0 | 0 | 0 |  | 0 | 1 | 1 | 1 | 1 | 0 | 0
GS | Gansu Qingshui Baituo wind farm | onshore_wind_turbine | 1576 | 2 | 0 | 0 | 0 | 0 | 0 | 1 | 0 | 0 | 0 | 0 | 0 | 1 | 1 | 0 | 60 | 1 | 60 | 0 | 0 | 0 | 0 | 0 |  | 0 | 1 | 1 | 1 | 1 | 0 | 0
GS | Gansu Qingshui Panlongshan wind farm | onshore_wind_turbine | 1577 | 2 | 0 | 0 | 0 | 0 | 0 | 1 | 0 | 0 | 0 | 0 | 0 | 1 | 1 | 0 | 100 | 1 | 100 | 0 | 0 | 0 | 0 | 0 |  | 0 | 1 | 1 | 1 | 1 | 0 | 0
GS | Gansu Qinzhou Huaqi Distributed wind farm | onshore_wind_turbine | 1578 | 2 | 0 | 0 | 0 | 0 | 0 | 1 | 0 | 0 | 0 | 0 | 0 | 1 | 1 | 0 | 25 | 1 | 25 | 0 | 0 | 0 | 0 | 0 |  | 0 | 1 | 1 | 1 | 1 | 0 | 0
GS | Gansu Qinzhou Yangjiasi wind farm | onshore_wind_turbine | 1579 | 2 | 0 | 0 | 0 | 0 | 0 | 1 | 0 | 0 | 0 | 0 | 0 | 1 | 1 | 0 | 50 | 1 | 50 | 0 | 0 | 0 | 0 | 0 |  | 0 | 1 | 1 | 1 | 1 | 0 | 0
GS | Gansu Shandan Xiuhuamiao wind farm | onshore_wind_turbine | 1580 | 2 | 0 | 0 | 0 | 0 | 0 | 1 | 0 | 0 | 0 | 0 | 0 | 1 | 1 | 0 | 49.5 | 1 | 49.5 | 0 | 0 | 0 | 0 | 0 |  | 0 | 1 | 1 | 1 | 1 | 0 | 0
GS | Gansu Songshantan 1000 MW Wind Power Base Second wind farm | onshore_wind_turbine | 1581 | 2 | 0 | 0 | 0 | 0 | 0 | 1 | 0 | 0 | 0 | 0 | 0 | 1 | 1 | 0 | 100 | 1 | 100 | 0 | 0 | 0 | 0 | 0 |  | 0 | 1 | 1 | 1 | 1 | 0 | 0
GS | Gansu Subei Mazongshan (China Energy Conservation) wind farm Phase 2 | onshore_wind_turbine | 1582 | 2 | 0 | 0 | 0 | 0 | 0 | 1 | 0 | 0 | 0 | 0 | 0 | 1 | 1 | 0 | 50 | 1 | 50 | 0 | 0 | 0 | 0 | 0 |  | 0 | 1 | 1 | 1 | 1 | 0 | 0
GS | Gansu Subei Mazongshan (Zhejiang Energy) wind farm Phase 1 | onshore_wind_turbine | 1583 | 2 | 0 | 0 | 0 | 0 | 0 | 1 | 0 | 0 | 0 | 0 | 0 | 1 | 1 | 0 | 300 | 1 | 300 | 0 | 0 | 0 | 0 | 0 |  | 0 | 1 | 1 | 1 | 1 | 0 | 0
GS | Gansu Subei Mazongshan 1 Area A wind farm | onshore_wind_turbine | 1584 | 2 | 0 | 0 | 0 | 0 | 0 | 1 | 0 | 0 | 0 | 0 | 0 | 1 | 1 | 0 | 200 | 1 | 200 | 0 | 0 | 0 | 0 | 0 |  | 0 | 1 | 1 | 1 | 1 | 0 | 0
GS | Gansu Subei Mazongshan 1 Area C wind farm | onshore_wind_turbine | 1585 | 2 | 0 | 0 | 0 | 0 | 0 | 1 | 0 | 0 | 0 | 0 | 0 | 1 | 1 | 0 | 202 | 1 | 202 | 0 | 0 | 0 | 0 | 0 |  | 0 | 1 | 1 | 1 | 1 | 0 | 0
GS | Gansu Subei Mazongshan Caoquan Area 1-D wind farm | onshore_wind_turbine | 1586 | 2 | 0 | 0 | 0 | 0 | 0 | 1 | 0 | 0 | 0 | 0 | 0 | 1 | 1 | 0 | 100 | 1 | 100 | 0 | 0 | 0 | 0 | 0 |  | 0 | 1 | 1 | 1 | 1 | 0 | 0
GS | Gansu Subei Mazongshan Gongpoquan wind farm | onshore_wind_turbine | 1587 | 2 | 0 | 0 | 0 | 0 | 0 | 1 | 0 | 0 | 0 | 0 | 0 | 1 | 1 | 0 | 50 | 1 | 50 | 0 | 0 | 0 | 0 | 0 |  | 0 | 1 | 1 | 1 | 1 | 0 | 0
GS | Gansu Subei Mazongshan Number 2 Area A wind farm | onshore_wind_turbine | 1588 | 2 | 0 | 0 | 0 | 0 | 0 | 1 | 0 | 0 | 0 | 0 | 0 | 1 | 1 | 0 | 200 | 1 | 200 | 0 | 0 | 0 | 0 | 0 |  | 0 | 1 | 1 | 1 | 1 | 0 | 0
GS | Gansu Subei Mazongshan Number 2 Area B wind farm Phase 1 | onshore_wind_turbine | 1589 | 2 | 0 | 0 | 0 | 0 | 0 | 1 | 0 | 0 | 0 | 0 | 0 | 1 | 1 | 0 | 100 | 1 | 100 | 0 | 0 | 0 | 0 | 0 |  | 0 | 1 | 1 | 1 | 1 | 0 | 0
GS | Gansu Subei Mazongshan Number 2 Area B wind farm | onshore_wind_turbine | 1590 | 2 | 0 | 0 | 0 | 0 | 0 | 1 | 0 | 0 | 0 | 0 | 0 | 1 | 1 | 0 | 100 | 1 | 100 | 0 | 0 | 0 | 0 | 0 |  | 0 | 1 | 1 | 1 | 1 | 0 | 0
GS | Gansu Subei Mazongshan Number 2 Area C wind farm Phase 1 | onshore_wind_turbine | 1591 | 2 | 0 | 0 | 0 | 0 | 0 | 1 | 0 | 0 | 0 | 0 | 0 | 1 | 1 | 0 | 104 | 1 | 104 | 0 | 0 | 0 | 0 | 0 |  | 0 | 1 | 1 | 1 | 1 | 0 | 0
GS | Gansu Subei Mazongshan Number 2 Area C wind farm | onshore_wind_turbine | 1592 | 2 | 0 | 0 | 0 | 0 | 0 | 1 | 0 | 0 | 0 | 0 | 0 | 1 | 1 | 0 | 100 | 1 | 100 | 0 | 0 | 0 | 0 | 0 |  | 0 | 1 | 1 | 1 | 1 | 0 | 0
GS | Gansu Subei Mazongshan Yinmaxia Area A wind farm | onshore_wind_turbine | 1593 | 2 | 0 | 0 | 0 | 0 | 0 | 1 | 0 | 0 | 0 | 0 | 0 | 1 | 1 | 0 | 155 | 1 | 155 | 0 | 0 | 0 | 0 | 0 |  | 0 | 1 | 1 | 1 | 1 | 0 | 0
GS | Gansu Subei Mazongshan Yinmaxia Area B wind farm | onshore_wind_turbine | 1594 | 2 | 0 | 0 | 0 | 0 | 0 | 1 | 0 | 0 | 0 | 0 | 0 | 1 | 1 | 0 | 100 | 1 | 100 | 0 | 0 | 0 | 0 | 0 |  | 0 | 1 | 1 | 1 | 1 | 0 | 0
GS | Gansu Subei Mazongshan Yinmaxia Area D wind farm | onshore_wind_turbine | 1595 | 2 | 0 | 0 | 0 | 0 | 0 | 1 | 0 | 0 | 0 | 0 | 0 | 1 | 1 | 0 | 200 | 1 | 200 | 0 | 0 | 0 | 0 | 0 |  | 0 | 1 | 1 | 1 | 1 | 0 | 0
GS | Gansu Tanchang (State Power Investment) wind farm Phase 1 | onshore_wind_turbine | 1596 | 2 | 0 | 0 | 0 | 0 | 0 | 1 | 0 | 0 | 0 | 0 | 0 | 1 | 1 | 0 | 200 | 1 | 200 | 0 | 0 | 0 | 0 | 0 |  | 0 | 1 | 1 | 1 | 1 | 0 | 0
GS | Gansu Tianyuan Mianzhu wind farm | onshore_wind_turbine | 1597 | 2 | 0 | 0 | 0 | 0 | 0 | 1 | 0 | 0 | 0 | 0 | 0 | 1 | 1 | 0 | 50 | 1 | 50 | 0 | 0 | 0 | 0 | 0 |  | 0 | 1 | 1 | 1 | 1 | 0 | 0
GS | Gansu Tianzhu Songshantan (Huadian) wind farm | onshore_wind_turbine | 1598 | 2 | 0 | 0 | 0 | 0 | 0 | 1 | 0 | 0 | 0 | 0 | 0 | 1 | 1 | 0 | 200 | 1 | 200 | 0 | 0 | 0 | 0 | 0 |  | 0 | 1 | 1 | 1 | 1 | 0 | 0
GS | Gansu Tianzhu Songshantan (Linyuan Energy) wind farm | onshore_wind_turbine | 1599 | 2 | 0 | 0 | 0 | 0 | 0 | 1 | 0 | 0 | 0 | 0 | 0 | 1 | 1 | 0 | 500 | 1 | 500 | 0 | 0 | 0 | 0 | 0 |  | 0 | 1 | 1 | 1 | 1 | 0 | 0
GS | Gansu Tianzhu Songshantan (Yunxinda) wind farm | onshore_wind_turbine | 1600 | 2 | 0 | 0 | 0 | 0 | 0 | 1 | 0 | 0 | 0 | 0 | 0 | 1 | 1 | 0 | 50 | 1 | 50 | 0 | 0 | 0 | 0 | 0 |  | 0 | 1 | 1 | 1 | 1 | 0 | 0
GS | Gansu Tianzhu Songshantan Tantankou wind farm | onshore_wind_turbine | 1601 | 2 | 0 | 0 | 0 | 0 | 0 | 1 | 0 | 0 | 0 | 0 | 0 | 1 | 1 | 0 | 200 | 1 | 200 | 0 | 0 | 0 | 0 | 0 |  | 0 | 1 | 1 | 1 | 1 | 0 | 0
GS | Gansu Tianzhu Songshantan Yingpan wind farm | onshore_wind_turbine | 1602 | 2 | 0 | 0 | 0 | 0 | 0 | 1 | 0 | 0 | 0 | 0 | 0 | 1 | 1 | 0 | 50 | 1 | 50 | 0 | 0 | 0 | 0 | 0 |  | 0 | 1 | 1 | 1 | 1 | 0 | 0
GS | Gansu Tongwei Heiyanshan wind farm Phase 1 | onshore_wind_turbine | 1603 | 2 | 0 | 0 | 0 | 0 | 0 | 1 | 0 | 0 | 0 | 0 | 0 | 1 | 1 | 0 | 100 | 1 | 100 | 0 | 0 | 0 | 0 | 0 |  | 0 | 1 | 1 | 1 | 1 | 0 | 0
GS | Gansu Tongwei Heiyanshan wind farm Phase 2 | onshore_wind_turbine | 1604 | 2 | 0 | 0 | 0 | 0 | 0 | 1 | 0 | 0 | 0 | 0 | 0 | 1 | 1 | 0 | 100 | 1 | 100 | 0 | 0 | 0 | 0 | 0 |  | 0 | 1 | 1 | 1 | 1 | 0 | 0
GS | Gansu Tongwei Huajialing wind farm Phase 1 | onshore_wind_turbine | 1605 | 2 | 0 | 0 | 0 | 0 | 0 | 1 | 0 | 0 | 0 | 0 | 0 | 1 | 1 | 0 | 50 | 1 | 50 | 0 | 0 | 0 | 0 | 0 |  | 0 | 1 | 1 | 1 | 1 | 0 | 0
GS | Gansu Tongwei Huajialing wind farm Phase 2 | onshore_wind_turbine | 1606 | 2 | 0 | 0 | 0 | 0 | 0 | 1 | 0 | 0 | 0 | 0 | 0 | 1 | 1 | 0 | 49.5 | 1 | 49.5 | 0 | 0 | 0 | 0 | 0 |  | 0 | 1 | 1 | 1 | 1 | 0 | 0
GS | Gansu Tongwei Huajialing Yigang wind farm Phase 1 | onshore_wind_turbine | 1607 | 2 | 0 | 0 | 0 | 0 | 0 | 1 | 0 | 0 | 0 | 0 | 0 | 1 | 1 | 0 | 200 | 1 | 200 | 0 | 0 | 0 | 0 | 0 |  | 0 | 1 | 1 | 1 | 1 | 0 | 0
GS | Gansu Tongwei Huajialing Yigang wind farm 2 (section 1) | onshore_wind_turbine | 1608 | 2 | 0 | 0 | 0 | 0 | 0 | 1 | 0 | 0 | 0 | 0 | 0 | 1 | 1 | 0 | 100 | 1 | 100 | 0 | 0 | 0 | 0 | 0 |  | 0 | 1 | 1 | 1 | 1 | 0 | 0
GS | Gansu Tongwei Huajialing Yigang wind farm 2 (section 2) | onshore_wind_turbine | 1609 | 2 | 0 | 0 | 0 | 0 | 0 | 1 | 0 | 0 | 0 | 0 | 0 | 1 | 1 | 0 | 100 | 1 | 100 | 0 | 0 | 0 | 0 | 0 |  | 0 | 1 | 1 | 1 | 1 | 0 | 0
GS | Gansu Tongwei Jiangangshan wind farm | onshore_wind_turbine | 1610 | 2 | 0 | 0 | 0 | 0 | 0 | 1 | 0 | 0 | 0 | 0 | 0 | 1 | 1 | 0 | 200 | 1 | 200 | 0 | 0 | 0 | 0 | 0 |  | 0 | 1 | 1 | 1 | 1 | 0 | 0
GS | Gansu Tongwei Longyang wind farm | onshore_wind_turbine | 1611 | 2 | 0 | 0 | 0 | 0 | 0 | 1 | 0 | 0 | 0 | 0 | 0 | 1 | 1 | 0 | 201 | 1 | 201 | 0 | 0 | 0 | 0 | 0 |  | 0 | 1 | 1 | 1 | 1 | 0 | 0
GS | Gansu Tongwei Sizichuan wind farm | onshore_wind_turbine | 1612 | 2 | 0 | 0 | 0 | 0 | 0 | 1 | 0 | 0 | 0 | 0 | 0 | 1 | 1 | 0 | 100 | 1 | 100 | 0 | 0 | 0 | 0 | 0 |  | 0 | 1 | 1 | 1 | 1 | 0 | 0
GS | Gansu Weiyuan (State Power Investment) wind farm | onshore_wind_turbine | 1613 | 2 | 0 | 0 | 0 | 0 | 0 | 1 | 0 | 0 | 0 | 0 | 0 | 1 | 1 | 0 | 100 | 1 | 100 | 0 | 0 | 0 | 0 | 0 |  | 0 | 1 | 1 | 1 | 1 | 0 | 0
GS | Gansu Wushan Taihuangshan wind farm | onshore_wind_turbine | 1614 | 2 | 0 | 0 | 0 | 0 | 0 | 1 | 0 | 0 | 0 | 0 | 0 | 1 | 1 | 0 | 50 | 1 | 50 | 0 | 0 | 0 | 0 | 0 |  | 0 | 1 | 1 | 1 | 1 | 0 | 0
GS | Gansu Wushan Yanghe Distributed wind farm | onshore_wind_turbine | 1615 | 2 | 0 | 0 | 0 | 0 | 0 | 1 | 0 | 0 | 0 | 0 | 0 | 1 | 1 | 0 | 45 | 1 | 45 | 0 | 0 | 0 | 0 | 0 |  | 0 | 1 | 1 | 1 | 1 | 0 | 0
GS | Gansu Wushan Yunwushan wind farm | onshore_wind_turbine | 1616 | 2 | 0 | 0 | 0 | 0 | 0 | 1 | 0 | 0 | 0 | 0 | 0 | 1 | 1 | 0 | 50 | 1 | 50 | 0 | 0 | 0 | 0 | 0 |  | 0 | 1 | 1 | 1 | 1 | 0 | 0
GS | Gansu Yongchang Huangmaopo wind farm | onshore_wind_turbine | 1617 | 2 | 0 | 0 | 0 | 0 | 0 | 1 | 0 | 0 | 0 | 0 | 0 | 1 | 1 | 0 | 50 | 1 | 50 | 0 | 0 | 0 | 0 | 0 |  | 0 | 1 | 1 | 1 | 1 | 0 | 0
GS | Gansu Yongchang Shuiquanzi wind farm | onshore_wind_turbine | 1618 | 2 | 0 | 0 | 0 | 0 | 0 | 1 | 0 | 0 | 0 | 0 | 0 | 1 | 1 | 0 | 50 | 1 | 50 | 0 | 0 | 0 | 0 | 0 |  | 0 | 1 | 1 | 1 | 1 | 0 | 0
GS | Gansu Yongchang Xitan wind farm | onshore_wind_turbine | 1619 | 2 | 0 | 0 | 0 | 0 | 0 | 1 | 0 | 0 | 0 | 0 | 0 | 1 | 1 | 0 | 49.5 | 1 | 49.5 | 0 | 0 | 0 | 0 | 0 |  | 0 | 1 | 1 | 1 | 1 | 0 | 0
GS | Gansu Yongdeng Pingcheng wind farm Phase 1 | onshore_wind_turbine | 1620 | 2 | 0 | 0 | 0 | 0 | 0 | 1 | 0 | 0 | 0 | 0 | 0 | 1 | 1 | 0 | 45 | 1 | 45 | 0 | 0 | 0 | 0 | 0 |  | 0 | 1 | 1 | 1 | 1 | 0 | 0
GS | Gansu Yongdeng Pingcheng wind farm Phase 2 | onshore_wind_turbine | 1621 | 2 | 0 | 0 | 0 | 0 | 0 | 1 | 0 | 0 | 0 | 0 | 0 | 1 | 1 | 0 | 50 | 1 | 50 | 0 | 0 | 0 | 0 | 0 |  | 0 | 1 | 1 | 1 | 1 | 0 | 0
GS | Gansu Yumen (Datang) wind farm Phase 1 | onshore_wind_turbine | 1622 | 2 | 0 | 0 | 0 | 0 | 0 | 1 | 0 | 0 | 0 | 0 | 0 | 1 | 1 | 0 | 49 | 1 | 49 | 0 | 0 | 0 | 0 | 0 |  | 0 | 1 | 1 | 1 | 1 | 0 | 0
GS | Gansu Yumen (Jieyuan) wind farm Phase 1 | onshore_wind_turbine | 1623 | 2 | 0 | 0 | 0 | 0 | 0 | 1 | 0 | 0 | 0 | 0 | 0 | 1 | 1 | 0 | 52.2 | 1 | 52.2 | 0 | 0 | 0 | 0 | 0 |  | 0 | 1 | 1 | 1 | 1 | 0 | 0
GS | Gansu Yumen (Jieyuan) wind farm Phase 2 | onshore_wind_turbine | 1624 | 2 | 0 | 0 | 0 | 0 | 0 | 1 | 0 | 0 | 0 | 0 | 0 | 1 | 1 | 0 | 11.9 | 1 | 11.9 | 0 | 0 | 0 | 0 | 0 |  | 0 | 1 | 1 | 1 | 1 | 0 | 0
GS | Gansu Yumen (Jieyuan) wind farm Phase 3 | onshore_wind_turbine | 1625 | 2 | 0 | 0 | 0 | 0 | 0 | 1 | 0 | 0 | 0 | 0 | 0 | 1 | 1 | 0 | 45.9 | 1 | 45.9 | 0 | 0 | 0 | 0 | 0 |  | 0 | 1 | 1 | 1 | 1 | 0 | 0
GS | Gansu Yumen Changma (China Energy Conservation) Wind Farm Concession | onshore_wind_turbine | 1626 | 2 | 0 | 0 | 0 | 0 | 0 | 1 | 0 | 0 | 0 | 0 | 0 | 1 | 1 | 0 | 201 | 1 | 201 | 0 | 0 | 0 | 0 | 0 |  | 0 | 1 | 1 | 1 | 1 | 0 | 0
GS | Gansu Yumen Changma 1 (East) Demonstration wind farm | onshore_wind_turbine | 1627 | 2 | 0 | 0 | 0 | 0 | 0 | 1 | 0 | 0 | 0 | 0 | 0 | 1 | 1 | 0 | 48 | 1 | 48 | 0 | 0 | 0 | 0 | 0 |  | 0 | 1 | 1 | 1 | 1 | 0 | 0
GS | Gansu Yumen Changma 1 (North) Demonstration wind farm | onshore_wind_turbine | 1628 | 2 | 0 | 0 | 0 | 0 | 0 | 1 | 0 | 0 | 0 | 0 | 0 | 1 | 1 | 0 | 48 | 1 | 48 | 0 | 0 | 0 | 0 | 0 |  | 0 | 1 | 1 | 1 | 1 | 0 | 0
GS | Gansu Yumen Changma 1 wind farm | onshore_wind_turbine | 1629 | 2 | 0 | 0 | 0 | 0 | 0 | 1 | 0 | 0 | 0 | 0 | 0 | 1 | 1 | 0 | 201 | 1 | 201 | 0 | 0 | 0 | 0 | 0 |  | 0 | 1 | 1 | 1 | 1 | 0 | 0
GS | Gansu Yumen Changma 2 wind farm | onshore_wind_turbine | 1630 | 2 | 0 | 0 | 0 | 0 | 0 | 1 | 0 | 0 | 0 | 0 | 0 | 1 | 1 | 0 | 201 | 1 | 201 | 0 | 0 | 0 | 0 | 0 |  | 0 | 1 | 1 | 1 | 1 | 0 | 0
GS | Gansu Yumen Changma 3 wind farm | onshore_wind_turbine | 1631 | 2 | 0 | 0 | 0 | 0 | 0 | 1 | 0 | 0 | 0 | 0 | 0 | 1 | 1 | 0 | 201 | 1 | 201 | 0 | 0 | 0 | 0 | 0 |  | 0 | 1 | 1 | 1 | 1 | 0 | 0
GS | Gansu Yumen Changma Daba North Demonstration wind farm | onshore_wind_turbine | 1632 | 2 | 0 | 0 | 0 | 0 | 0 | 1 | 0 | 0 | 0 | 0 | 0 | 1 | 1 | 0 | 48 | 1 | 48 | 0 | 0 | 0 | 0 | 0 |  | 0 | 1 | 1 | 1 | 1 | 0 | 0
GS | Gansu Yumen Changma Daba South Demonstration wind farm | onshore_wind_turbine | 1633 | 2 | 0 | 0 | 0 | 0 | 0 | 1 | 0 | 0 | 0 | 0 | 0 | 1 | 1 | 0 | 48 | 1 | 48 | 0 | 0 | 0 | 0 | 0 |  | 0 | 1 | 1 | 1 | 1 | 0 | 0
GS | Gansu Yumen Daba Demonstration wind farm | onshore_wind_turbine | 1634 | 2 | 0 | 0 | 0 | 0 | 0 | 1 | 0 | 0 | 0 | 0 | 0 | 1 | 1 | 0 | 50 | 1 | 50 | 0 | 0 | 0 | 0 | 0 |  | 0 | 1 | 1 | 1 | 1 | 0 | 0
GS | Gansu Yumen Diwopu wind farm Phase 1 | onshore_wind_turbine | 1635 | 2 | 0 | 0 | 0 | 0 | 0 | 1 | 0 | 0 | 0 | 0 | 0 | 1 | 1 | 0 | 50 | 1 | 50 | 0 | 0 | 0 | 0 | 0 |  | 0 | 1 | 1 | 1 | 1 | 0 | 0
GS | Gansu Yumen Diwopu wind farm Phase 2 | onshore_wind_turbine | 1636 | 2 | 0 | 0 | 0 | 0 | 0 | 1 | 0 | 0 | 0 | 0 | 0 | 1 | 1 | 0 | 50 | 1 | 50 | 0 | 0 | 0 | 0 | 0 |  | 0 | 1 | 1 | 1 | 1 | 0 | 0
GS | Gansu Yumen Heiyazi (China Nuclear) wind farm | onshore_wind_turbine | 1637 | 2 | 0 | 0 | 0 | 0 | 0 | 1 | 0 | 0 | 0 | 0 | 0 | 1 | 1 | 0 | 50 | 1 | 50 | 0 | 0 | 0 | 0 | 0 |  | 0 | 1 | 1 | 1 | 1 | 0 | 0
GS | Gansu Yumen Heiyazi (Huadian) wind farm Phase 1 | onshore_wind_turbine | 1638 | 2 | 0 | 0 | 0 | 0 | 0 | 1 | 0 | 0 | 0 | 0 | 0 | 1 | 1 | 0 | 48 | 1 | 48 | 0 | 0 | 0 | 0 | 0 |  | 0 | 1 | 1 | 1 | 1 | 0 | 0
GS | Gansu Yumen Heiyazi (Huadian) wind farm Phase 2 | onshore_wind_turbine | 1639 | 2 | 0 | 0 | 0 | 0 | 0 | 1 | 0 | 0 | 0 | 0 | 0 | 1 | 1 | 0 | 48 | 1 | 48 | 0 | 0 | 0 | 0 | 0 |  | 0 | 1 | 1 | 1 | 1 | 0 | 0
GS | Gansu Yumen Heiyazi West Demonstration wind farm | onshore_wind_turbine | 1640 | 2 | 0 | 0 | 0 | 0 | 0 | 1 | 0 | 0 | 0 | 0 | 0 | 1 | 1 | 0 | 49 | 1 | 49 | 0 | 0 | 0 | 0 | 0 |  | 0 | 1 | 1 | 1 | 1 | 0 | 0
GS | Gansu Yumen Local Consumption Hongliuquan (Jiugang Steel) wind farm Phase 1 | onshore_wind_turbine | 1641 | 2 | 0 | 0 | 0 | 0 | 0 | 1 | 0 | 0 | 0 | 0 | 0 | 1 | 1 | 0 | 200 | 1 | 200 | 0 | 0 | 0 | 0 | 0 |  | 0 | 1 | 1 | 1 | 1 | 0 | 0
GS | Gansu Yumen Local Consumption Hongliuquan (Jiugang Steel) wind farm Phase 2 | onshore_wind_turbine | 1642 | 2 | 0 | 0 | 0 | 0 | 0 | 1 | 0 | 0 | 0 | 0 | 0 | 1 | 1 | 0 | 400 | 1 | 400 | 0 | 0 | 0 | 0 | 0 |  | 0 | 1 | 1 | 1 | 1 | 0 | 0
GS | Gansu Yumen Mahuangtan 1 Area AB wind farm | onshore_wind_turbine | 1643 | 2 | 0 | 0 | 0 | 0 | 0 | 1 | 0 | 0 | 0 | 0 | 0 | 1 | 1 | 0 | 400 | 1 | 400 | 0 | 0 | 0 | 0 | 0 |  | 0 | 1 | 1 | 1 | 1 | 0 | 0
GS | Gansu Yumen Mahuangtan 1 Area C wind farm | onshore_wind_turbine | 1644 | 2 | 0 | 0 | 0 | 0 | 0 | 1 | 0 | 0 | 0 | 0 | 0 | 1 | 1 | 0 | 200 | 1 | 200 | 0 | 0 | 0 | 0 | 0 |  | 0 | 1 | 1 | 1 | 1 | 0 | 0
GS | Gansu Yumen Mining District Sanshilijingzi (China Nuclear) wind farm | onshore_wind_turbine | 1645 | 2 | 0 | 0 | 0 | 0 | 0 | 1 | 0 | 0 | 0 | 0 | 0 | 1 | 1 | 0 | 50 | 1 | 50 | 0 | 0 | 0 | 0 | 0 |  | 0 | 1 | 1 | 1 | 1 | 0 | 0
GS | Gansu Yumen Photovoltaic/Solar Thermal/Wind/Storage (China Nuclear) complex | onshore_wind_turbine | 1646 | 2 | 0 | 0 | 0 | 0 | 0 | 1 | 0 | 0 | 0 | 0 | 0 | 1 | 1 | 0 | 200 | 1 | 200 | 0 | 0 | 0 | 0 | 0 |  | 0 | 1 | 1 | 1 | 1 | 0 | 0
GS | Gansu Yumen Qiaowan Number 3 North One wind farm | onshore_wind_turbine | 1647 | 2 | 0 | 0 | 0 | 0 | 0 | 1 | 0 | 0 | 0 | 0 | 0 | 1 | 1 | 0 | 48 | 1 | 48 | 0 | 0 | 0 | 0 | 0 |  | 0 | 1 | 1 | 1 | 1 | 0 | 0
GS | Gansu Yumen Qiaowan Number 3 Sout wind farm | onshore_wind_turbine | 1648 | 2 | 0 | 0 | 0 | 0 | 0 | 1 | 0 | 0 | 0 | 0 | 0 | 1 | 1 | 0 | 99 | 1 | 99 | 0 | 0 | 0 | 0 | 0 |  | 0 | 1 | 1 | 1 | 1 | 0 | 0
GS | Gansu Yumen Qiaowan Number 3 South One Large Wind Turbine Demonstration wind farm | onshore_wind_turbine | 1649 | 2 | 0 | 0 | 0 | 0 | 0 | 1 | 0 | 0 | 0 | 0 | 0 | 1 | 1 | 0 | 20 | 1 | 20 | 0 | 0 | 0 | 0 | 0 |  | 0 | 1 | 1 | 1 | 1 | 0 | 0
GS | Gansu Yumen Qiduntan 1 Area A wind farm | onshore_wind_turbine | 1650 | 2 | 0 | 0 | 0 | 0 | 0 | 1 | 0 | 0 | 0 | 0 | 0 | 1 | 1 | 0 | 201 | 1 | 201 | 0 | 0 | 0 | 0 | 0 |  | 0 | 1 | 1 | 1 | 1 | 0 | 0
GS | Gansu Yumen Qiduntan 1 Area B wind farm | onshore_wind_turbine | 1651 | 2 | 0 | 0 | 0 | 0 | 0 | 1 | 0 | 0 | 0 | 0 | 0 | 1 | 1 | 0 | 201 | 1 | 201 | 0 | 0 | 0 | 0 | 0 |  | 0 | 1 | 1 | 1 | 1 | 0 | 0
GS | Gansu Yumen Qiduntan 1 Area C wind farm | onshore_wind_turbine | 1652 | 2 | 0 | 0 | 0 | 0 | 0 | 1 | 0 | 0 | 0 | 0 | 0 | 1 | 1 | 0 | 202 | 1 | 202 | 0 | 0 | 0 | 0 | 0 |  | 0 | 1 | 1 | 1 | 1 | 0 | 0
GS | Gansu Yumen Sanshilijingzi South wind farm | onshore_wind_turbine | 1653 | 2 | 0 | 0 | 0 | 0 | 0 | 1 | 0 | 0 | 0 | 0 | 0 | 1 | 1 | 0 | 32 | 1 | 32 | 0 | 0 | 0 | 0 | 0 |  | 0 | 1 | 1 | 1 | 1 | 0 | 0
GS | Gansu Yumen Sanshilingzi North 2 wind farm | onshore_wind_turbine | 1654 | 2 | 0 | 0 | 0 | 0 | 0 | 1 | 0 | 0 | 0 | 0 | 0 | 1 | 1 | 0 | 48 | 1 | 48 | 0 | 0 | 0 | 0 | 0 |  | 0 | 1 | 1 | 1 | 1 | 0 | 0
GS | Gansu Yumen Yuxin wind farm | onshore_wind_turbine | 1655 | 2 | 0 | 0 | 0 | 0 | 0 | 1 | 0 | 0 | 0 | 0 | 0 | 1 | 1 | 0 | 50 | 1 | 50 | 0 | 0 | 0 | 0 | 0 |  | 0 | 1 | 1 | 1 | 1 | 0 | 0
GS | Gansu Zhangjiachuan wind farm Phase 1 | onshore_wind_turbine | 1656 | 2 | 0 | 0 | 0 | 0 | 0 | 1 | 0 | 0 | 0 | 0 | 0 | 1 | 1 | 0 | 50 | 1 | 50 | 0 | 0 | 0 | 0 | 0 |  | 0 | 1 | 1 | 1 | 1 | 0 | 0
GS | Gansu Zhangjiachuan wind farm Phase 2 | onshore_wind_turbine | 1657 | 2 | 0 | 0 | 0 | 0 | 0 | 1 | 0 | 0 | 0 | 0 | 0 | 1 | 1 | 0 | 50 | 1 | 50 | 0 | 0 | 0 | 0 | 0 |  | 0 | 1 | 1 | 1 | 1 | 0 | 0
GS | Gansu Zhangye Pingshanhu wind farm Phase 1 | onshore_wind_turbine | 1658 | 2 | 0 | 0 | 0 | 0 | 0 | 1 | 0 | 0 | 0 | 0 | 0 | 1 | 1 | 0 | 50 | 1 | 50 | 0 | 0 | 0 | 0 | 0 |  | 0 | 1 | 1 | 1 | 1 | 0 | 0
GS | Gansu Zhangye Pingshanhu wind farm Phase 2 | onshore_wind_turbine | 1659 | 2 | 0 | 0 | 0 | 0 | 0 | 1 | 0 | 0 | 0 | 0 | 0 | 1 | 1 | 0 | 50 | 1 | 50 | 0 | 0 | 0 | 0 | 0 |  | 0 | 1 | 1 | 1 | 1 | 0 | 0
QH | Banduo hydroelectric plant | conventional_hydroelectric | 1660 | 3 | 0 | 0 | 0 | 0 | 0 | 0 | 0 | 1 | 0 | 1 | 0 | 0 | 1 | 0 | 360 | 1 | 360 | 360 | 0 | 0 | 0 | 0 |  | 0 | 1 | 1 | 1 | 1 | 0 | 0
QH | Dahejia hydroelectric plant | conventional_hydroelectric | 1661 | 3 | 0 | 0 | 0 | 0 | 0 | 0 | 0 | 1 | 0 | 1 | 0 | 0 | 1 | 0 | 142 | 1 | 142 | 142 | 0 | 0 | 0 | 0 |  | 0 | 1 | 1 | 1 | 1 | 0 | 0
QH | Gakong hydroelectric plant | conventional_hydroelectric | 1662 | 3 | 0 | 0 | 0 | 0 | 0 | 0 | 0 | 1 | 0 | 1 | 0 | 0 | 1 | 0 | 30 | 1 | 30 | 30 | 0 | 0 | 0 | 0 |  | 0 | 1 | 1 | 1 | 1 | 0 | 0
QH | Gequ hydroelectric plant | conventional_hydroelectric | 1663 | 3 | 0 | 0 | 0 | 0 | 0 | 0 | 0 | 1 | 0 | 1 | 0 | 0 | 1 | 0 | 80 | 1 | 80 | 80 | 0 | 0 | 0 | 0 |  | 0 | 1 | 1 | 1 | 1 | 0 | 0
QH | Gongboxia hydroelectric plant | conventional_hydroelectric | 1664 | 3 | 0 | 0 | 0 | 0 | 0 | 0 | 0 | 1 | 0 | 1 | 0 | 0 | 1 | 0 | 1500 | 1 | 1500 | 1500 | 0 | 0 | 0 | 0 |  | 0 | 1 | 1 | 1 | 1 | 0 | 0
QH | Huangfeng hydroelectric plant | conventional_hydroelectric | 1665 | 3 | 0 | 0 | 0 | 0 | 0 | 0 | 0 | 1 | 0 | 1 | 0 | 0 | 1 | 0 | 225 | 1 | 225 | 225 | 0 | 0 | 0 | 0 |  | 0 | 1 | 1 | 1 | 1 | 0 | 0
QH | Jinshaxia hydroelectric plant | conventional_hydroelectric | 1666 | 3 | 0 | 0 | 0 | 0 | 0 | 0 | 0 | 1 | 0 | 1 | 0 | 0 | 1 | 0 | 70 | 1 | 70 | 70 | 0 | 0 | 0 | 0 |  | 0 | 1 | 1 | 1 | 1 | 0 | 0
QH | Jishixia hydroelectric plant | conventional_hydroelectric | 1667 | 3 | 0 | 0 | 0 | 0 | 0 | 0 | 0 | 1 | 0 | 1 | 0 | 0 | 1 | 0 | 1020 | 1 | 1020 | 1020 | 0 | 0 | 0 | 0 |  | 0 | 1 | 1 | 1 | 1 | 0 | 0
QH | Kangyang hydroelectric plant | conventional_hydroelectric | 1668 | 3 | 0 | 0 | 0 | 0 | 0 | 0 | 0 | 1 | 0 | 1 | 0 | 0 | 1 | 0 | 285 | 1 | 285 | 285 | 0 | 0 | 0 | 0 |  | 0 | 1 | 1 | 1 | 1 | 0 | 0
QH | Laxiwa hydroelectric plant | conventional_hydroelectric | 1669 | 3 | 0 | 0 | 0 | 0 | 0 | 0 | 0 | 1 | 0 | 1 | 0 | 0 | 1 | 0 | 4200 | 1 | 4200 | 4200 | 0 | 0 | 0 | 0 |  | 0 | 1 | 1 | 1 | 1 | 0 | 0
QH | Lijiaxia hydroelectric plant | conventional_hydroelectric | 1670 | 3 | 0 | 0 | 0 | 0 | 0 | 0 | 0 | 1 | 0 | 1 | 0 | 0 | 1 | 0 | 2000 | 1 | 2000 | 2000 | 0 | 0 | 0 | 0 |  | 0 | 1 | 1 | 1 | 1 | 0 | 0
QH | Longyangxia hydroelectric plant | conventional_hydroelectric | 1671 | 3 | 0 | 0 | 0 | 0 | 0 | 0 | 0 | 1 | 0 | 1 | 0 | 0 | 1 | 0 | 1280 | 1 | 1280 | 1280 | 0 | 0 | 0 | 0 |  | 0 | 1 | 1 | 1 | 1 | 0 | 0
QH | Maerdang hydroelectric plant | conventional_hydroelectric | 1672 | 3 | 0 | 0 | 0 | 0 | 0 | 0 | 0 | 1 | 0 | 1 | 0 | 0 | 1 | 0 | 2320 | 1 | 2320 | 2320 | 0 | 0 | 0 | 0 |  | 0 | 1 | 1 | 1 | 1 | 0 | 0
QH | Moduo hydroelectric plant | conventional_hydroelectric | 1673 | 3 | 0 | 0 | 0 | 0 | 0 | 0 | 0 | 1 | 0 | 1 | 0 | 0 | 1 | 0 | 48 | 1 | 48 | 48 | 0 | 0 | 0 | 0 |  | 0 | 1 | 1 | 1 | 1 | 0 | 0
QH | Nazixia hydroelectric plant | conventional_hydroelectric | 1674 | 3 | 0 | 0 | 0 | 0 | 0 | 0 | 0 | 1 | 0 | 1 | 0 | 0 | 1 | 0 | 87 | 1 | 87 | 87 | 0 | 0 | 0 | 0 |  | 0 | 1 | 1 | 1 | 1 | 0 | 0
QH | Nina hydroelectric plant | conventional_hydroelectric | 1675 | 3 | 0 | 0 | 0 | 0 | 0 | 0 | 0 | 1 | 0 | 1 | 0 | 0 | 1 | 0 | 160 | 1 | 160 | 160 | 0 | 0 | 0 | 0 |  | 0 | 1 | 1 | 1 | 1 | 0 | 0
QH | Qinggangxia hydroelectric plant | conventional_hydroelectric | 1676 | 3 | 0 | 0 | 0 | 0 | 0 | 0 | 0 | 1 | 0 | 1 | 0 | 0 | 1 | 0 | 44 | 1 | 44 | 44 | 0 | 0 | 0 | 0 |  | 0 | 1 | 1 | 1 | 1 | 0 | 0
QH | Qinghai Jiangyuan hydroelectric plant | conventional_hydroelectric | 1677 | 3 | 0 | 0 | 0 | 0 | 0 | 0 | 0 | 1 | 0 | 1 | 0 | 0 | 1 | 0 | 42 | 1 | 42 | 42 | 0 | 0 | 0 | 0 |  | 0 | 1 | 1 | 1 | 1 | 0 | 0
QH | Qinghai Maqin Gequ Level 2 hydroelectric plant | conventional_hydroelectric | 1678 | 3 | 0 | 0 | 0 | 0 | 0 | 0 | 0 | 1 | 0 | 1 | 0 | 0 | 1 | 0 | 48 | 1 | 48 | 48 | 0 | 0 | 0 | 0 |  | 0 | 1 | 1 | 1 | 1 | 0 | 0
QH | Shitouxia hydroelectric plant | conventional_hydroelectric | 1679 | 3 | 0 | 0 | 0 | 0 | 0 | 0 | 0 | 1 | 0 | 1 | 0 | 0 | 1 | 0 | 100 | 1 | 100 | 100 | 0 | 0 | 0 | 0 |  | 0 | 1 | 1 | 1 | 1 | 0 | 0
QH | Suzhi hydroelectric plant | conventional_hydroelectric | 1680 | 3 | 0 | 0 | 0 | 0 | 0 | 0 | 0 | 1 | 0 | 1 | 0 | 0 | 1 | 0 | 225 | 1 | 225 | 225 | 0 | 0 | 0 | 0 |  | 0 | 1 | 1 | 1 | 1 | 0 | 0
QH | Xiaogangou hydroelectric plant | conventional_hydroelectric | 1681 | 3 | 0 | 0 | 0 | 0 | 0 | 0 | 0 | 1 | 0 | 1 | 0 | 0 | 1 | 0 | 32 | 1 | 32 | 32 | 0 | 0 | 0 | 0 |  | 0 | 1 | 1 | 1 | 1 | 0 | 0
QH | Xuelongtan hydroelectric plant | conventional_hydroelectric | 1682 | 3 | 0 | 0 | 0 | 0 | 0 | 0 | 0 | 0 | 1 | 1 | 0 | 0 | 1 | 0 | 25 | 1 | 25 | 25 | 0 | 0 | 0 | 0 |  | 0 | 1 | 1 | 1 | 1 | 0 | 0
QH | Yangqu hydroelectric plant | conventional_hydroelectric | 1683 | 3 | 0 | 0 | 0 | 0 | 0 | 0 | 0 | 1 | 0 | 1 | 0 | 0 | 1 | 0 | 1200 | 1 | 1200 | 1200 | 0 | 0 | 0 | 0 |  | 0 | 1 | 1 | 1 | 1 | 0 | 0
QH | Yulongtan hydroelectric plant | conventional_hydroelectric | 1684 | 3 | 0 | 0 | 0 | 0 | 0 | 0 | 0 | 0 | 1 | 1 | 0 | 0 | 1 | 0 | 25 | 1 | 25 | 25 | 0 | 0 | 0 | 0 |  | 0 | 1 | 1 | 1 | 1 | 0 | 0
QH | Zhiganglaka hydroelectric plant | conventional_hydroelectric | 1685 | 3 | 0 | 0 | 0 | 0 | 0 | 0 | 0 | 1 | 0 | 1 | 0 | 0 | 1 | 0 | 190 | 1 | 190 | 190 | 0 | 0 | 0 | 0 |  | 0 | 1 | 1 | 1 | 1 | 0 | 0
QH | CPI Xining power station Unit 1 | cogen_conventional_steam_coal | 1686 | 3 | 0 | 0 | 0 | 1 | 0 | 0 | 0 | 0 | 0 | 0 | 0 | 0 | 0 | 0 | 660 | 1 | 660 | 0 | 1.78 | 117 | 13.7 | 9.0992 | QH_Coal | 0.6425 | 1 | 1 | 0.6 | 0.6 | 8 | 8
QH | CPI Xining power station Unit 2 | cogen_conventional_steam_coal | 1687 | 3 | 0 | 0 | 0 | 1 | 0 | 0 | 0 | 0 | 0 | 0 | 0 | 0 | 0 | 0 | 660 | 1 | 660 | 0 | 1.78 | 117 | 13.7 | 8.272 | QH_Coal | 0.6425 | 1 | 1 | 0.6 | 0.6 | 8 | 8
QH | Huaneng Xining power station Unit 1 | cogen_conventional_steam_coal | 1688 | 3 | 0 | 0 | 0 | 1 | 0 | 0 | 0 | 0 | 0 | 0 | 0 | 0 | 0 | 0 | 350 | 1 | 350 | 0 | 1.78 | 117 | 13.7 | 10.0908 | QH_Coal | 0.6425 | 1 | 1 | 0.6 | 0.6 | 8 | 8
QH | Huaneng Xining power station Unit 2 | cogen_conventional_steam_coal | 1689 | 3 | 0 | 0 | 0 | 1 | 0 | 0 | 0 | 0 | 0 | 0 | 0 | 0 | 0 | 0 | 350 | 1 | 350 | 0 | 1.78 | 117 | 13.7 | 9.2499 | QH_Coal | 0.6425 | 1 | 1 | 0.6 | 0.6 | 8 | 8
QH | Qiaotou power station Phase I Unit 7 | conventional_steam_coal | 1690 | 3 | 0 | 0 | 0 | 1 | 0 | 0 | 0 | 0 | 0 | 0 | 0 | 0 | 0 | 0 | 135 | 1 | 135 | 0 | 1.78 | 117 | 13.7 | 11.3126 | QH_Coal | 0.3875 | 1 | 1 | 0.6 | 0.6 | 8 | 8
QH | Qiaotou power station Phase I Unit 8 | conventional_steam_coal | 1691 | 3 | 0 | 0 | 0 | 1 | 0 | 0 | 0 | 0 | 0 | 0 | 0 | 0 | 0 | 0 | 135 | 1 | 135 | 0 | 1.78 | 117 | 13.7 | 11.3126 | QH_Coal | 0.3875 | 1 | 1 | 0.6 | 0.6 | 8 | 8
QH | Qiaotou power station Phase II Unit 6 | conventional_steam_coal | 1692 | 3 | 0 | 0 | 0 | 1 | 0 | 0 | 0 | 0 | 0 | 0 | 0 | 0 | 0 | 0 | 660 | 1 | 660 | 0 | 1.78 | 117 | 13.7 | 8.272 | QH_Coal | 0.3875 | 1 | 1 | 0.6 | 0.6 | 8 | 8
QH | Qiaotou power station Phase II Unit 7 | conventional_steam_coal | 1693 | 3 | 0 | 0 | 0 | 1 | 0 | 0 | 0 | 0 | 0 | 0 | 0 | 0 | 0 | 0 | 660 | 1 | 660 | 0 | 1.78 | 117 | 13.7 | 8.272 | QH_Coal | 0.3875 | 1 | 1 | 0.6 | 0.6 | 8 | 8
QH | Qinghai Datong power station Unit 1 | cogen_conventional_steam_coal | 1694 | 3 | 0 | 0 | 0 | 1 | 0 | 0 | 0 | 0 | 0 | 0 | 0 | 0 | 0 | 0 | 300 | 1 | 300 | 0 | 1.78 | 117 | 13.7 | 10.4424 | QH_Coal | 0.6425 | 1 | 1 | 0.6 | 0.6 | 8 | 8
QH | Qinghai Datong power station Unit 2 | cogen_conventional_steam_coal | 1695 | 3 | 0 | 0 | 0 | 1 | 0 | 0 | 0 | 0 | 0 | 0 | 0 | 0 | 0 | 0 | 300 | 1 | 300 | 0 | 1.78 | 117 | 13.7 | 10.4424 | QH_Coal | 0.6425 | 1 | 1 | 0.6 | 0.6 | 8 | 8
QH | Xihai-2 power station Unit 1 | cogen_conventional_steam_coal | 1696 | 3 | 0 | 0 | 0 | 1 | 0 | 0 | 0 | 0 | 0 | 0 | 0 | 0 | 0 | 0 | 135 | 1 | 135 | 0 | 1.78 | 117 | 13.7 | 11.3126 | QH_Coal | 0.6425 | 1 | 1 | 0.6 | 0.6 | 8 | 8
QH | Xihai-2 power station Unit 2 | cogen_conventional_steam_coal | 1697 | 3 | 0 | 0 | 0 | 1 | 0 | 0 | 0 | 0 | 0 | 0 | 0 | 0 | 0 | 0 | 135 | 1 | 135 | 0 | 1.78 | 117 | 13.7 | 11.3126 | QH_Coal | 0.6425 | 1 | 1 | 0.6 | 0.6 | 8 | 8
QH | Beijing Enterprises Green Products New Energy Golmud Vocational and Technical School solar project | solar_photovoltaic | 1698 | 3 | 0 | 1 | 0 | 0 | 0 | 0 | 0 | 0 | 0 | 0 | 0 | 1 | 1 | 0 | 5 | 1 | 5 | 0 | 0 | 0 | 0 | 0 |  | 0 | 1 | 1 | 1 | 1 | 0 | 0
QH | CECEP Delingha solar project | solar_photovoltaic | 1699 | 3 | 0 | 1 | 0 | 0 | 0 | 0 | 0 | 0 | 0 | 0 | 0 | 1 | 1 | 0 | 10 | 1 | 10 | 0 | 0 | 0 | 0 | 0 |  | 0 | 1 | 1 | 1 | 1 | 0 | 0
QH | CECEP Xitieshan solar project | solar_photovoltaic | 1700 | 3 | 0 | 1 | 0 | 0 | 0 | 0 | 0 | 0 | 0 | 0 | 0 | 1 | 1 | 0 | 10 | 1 | 10 | 0 | 0 | 0 | 0 | 0 |  | 0 | 1 | 1 | 1 | 1 | 0 | 0
QH | Chengbei District solar project | solar_photovoltaic | 1701 | 3 | 0 | 1 | 0 | 0 | 0 | 0 | 0 | 0 | 0 | 0 | 0 | 1 | 1 | 0 | 2 | 1 | 2 | 0 | 0 | 0 | 0 | 0 |  | 0 | 1 | 1 | 1 | 1 | 0 | 0
QH | Costa Republic solar project | solar_photovoltaic | 1702 | 3 | 0 | 1 | 0 | 0 | 0 | 0 | 0 | 0 | 0 | 0 | 0 | 1 | 1 | 0 | 10 | 1 | 10 | 0 | 0 | 0 | 0 | 0 |  | 0 | 1 | 1 | 1 | 1 | 0 | 0
QH | Costar Republic solar project | solar_photovoltaic | 1703 | 3 | 0 | 1 | 0 | 0 | 0 | 0 | 0 | 0 | 0 | 0 | 0 | 1 | 1 | 0 | 10 | 1 | 10 | 0 | 0 | 0 | 0 | 0 |  | 0 | 1 | 1 | 1 | 1 | 0 | 0
QH | County National poverty alleviation solar project | solar_photovoltaic | 1704 | 3 | 0 | 1 | 0 | 0 | 0 | 0 | 0 | 0 | 0 | 0 | 0 | 1 | 1 | 0 | 10 | 1 | 10 | 0 | 0 | 0 | 0 | 0 |  | 0 | 1 | 1 | 1 | 1 | 0 | 0
QH | Datong County greenhouse smart solar project | solar_photovoltaic | 1705 | 3 | 0 | 1 | 0 | 0 | 0 | 0 | 0 | 0 | 0 | 0 | 0 | 1 | 1 | 0 | 5 | 1 | 5 | 0 | 0 | 0 | 0 | 0 |  | 0 | 1 | 1 | 1 | 1 | 0 | 0
QH | Delingha City solar project | solar_photovoltaic | 1706 | 3 | 0 | 1 | 0 | 0 | 0 | 0 | 0 | 0 | 0 | 0 | 0 | 1 | 1 | 0 | 6 | 1 | 6 | 0 | 0 | 0 | 0 | 0 |  | 0 | 1 | 1 | 1 | 1 | 0 | 0
QH | Delingha Guangke Photovoltaic New Energy Delingha solar project | solar_photovoltaic | 1707 | 3 | 0 | 1 | 0 | 0 | 0 | 0 | 0 | 0 | 0 | 0 | 0 | 1 | 1 | 0 | 10 | 1 | 10 | 0 | 0 | 0 | 0 | 0 |  | 0 | 1 | 1 | 1 | 1 | 0 | 0
QH | Delingha Sunshine Energy Power Delingha City solar project | solar_photovoltaic | 1708 | 3 | 0 | 1 | 0 | 0 | 0 | 0 | 0 | 0 | 0 | 0 | 0 | 1 | 1 | 0 | 10 | 1 | 10 | 0 | 0 | 0 | 0 | 0 |  | 0 | 1 | 1 | 1 | 1 | 0 | 0
QH | Delingha Xinqing New Energy Qaidam Green Industrial Park connection solar project | solar_photovoltaic | 1709 | 3 | 0 | 1 | 0 | 0 | 0 | 0 | 0 | 0 | 0 | 0 | 0 | 1 | 1 | 0 | 4 | 1 | 4 | 0 | 0 | 0 | 0 | 0 |  | 0 | 1 | 1 | 1 | 1 | 0 | 0
QH | DhSP A solar project | solar_photovoltaic | 1710 | 3 | 0 | 1 | 0 | 0 | 0 | 0 | 0 | 0 | 0 | 0 | 0 | 1 | 1 | 0 | 10 | 1 | 10 | 0 | 0 | 0 | 0 | 0 |  | 0 | 1 | 1 | 1 | 1 | 0 | 0
QH | DhSP J solar project | solar_photovoltaic | 1711 | 3 | 0 | 1 | 0 | 0 | 0 | 0 | 0 | 0 | 0 | 0 | 0 | 1 | 1 | 0 | 10 | 1 | 10 | 0 | 0 | 0 | 0 | 0 |  | 0 | 1 | 1 | 1 | 1 | 0 | 0
QH | DhSP M solar project | solar_photovoltaic | 1712 | 3 | 0 | 1 | 0 | 0 | 0 | 0 | 0 | 0 | 0 | 0 | 0 | 1 | 1 | 0 | 10 | 1 | 10 | 0 | 0 | 0 | 0 | 0 |  | 0 | 1 | 1 | 1 | 1 | 0 | 0
QH | DhSP O solar project | solar_photovoltaic | 1713 | 3 | 0 | 1 | 0 | 0 | 0 | 0 | 0 | 0 | 0 | 0 | 0 | 1 | 1 | 0 | 15 | 1 | 15 | 0 | 0 | 0 | 0 | 0 |  | 0 | 1 | 1 | 1 | 1 | 0 | 0
QH | DhSP V solar project | solar_photovoltaic | 1714 | 3 | 0 | 1 | 0 | 0 | 0 | 0 | 0 | 0 | 0 | 0 | 0 | 1 | 1 | 0 | 12 | 1 | 12 | 0 | 0 | 0 | 0 | 0 |  | 0 | 1 | 1 | 1 | 1 | 0 | 0
QH | DhSP W solar project | solar_photovoltaic | 1715 | 3 | 0 | 1 | 0 | 0 | 0 | 0 | 0 | 0 | 0 | 0 | 0 | 1 | 1 | 0 | 9 | 1 | 9 | 0 | 0 | 0 | 0 | 0 |  | 0 | 1 | 1 | 1 | 1 | 0 | 0
QH | Encyclopedia Golmud solar project | solar_photovoltaic | 1716 | 3 | 0 | 1 | 0 | 0 | 0 | 0 | 0 | 0 | 0 | 0 | 0 | 1 | 1 | 0 | 10 | 1 | 10 | 0 | 0 | 0 | 0 | 0 |  | 0 | 1 | 1 | 1 | 1 | 0 | 0
QH | Gangca C solar project | solar_photovoltaic | 1717 | 3 | 0 | 1 | 0 | 0 | 0 | 0 | 0 | 0 | 0 | 0 | 0 | 1 | 1 | 0 | 10 | 1 | 10 | 0 | 0 | 0 | 0 | 0 |  | 0 | 1 | 1 | 1 | 1 | 0 | 0
QH | Gangca J solar project | solar_photovoltaic | 1718 | 3 | 0 | 1 | 0 | 0 | 0 | 0 | 0 | 0 | 0 | 0 | 0 | 1 | 1 | 0 | 10 | 1 | 10 | 0 | 0 | 0 | 0 | 0 |  | 0 | 1 | 1 | 1 | 1 | 0 | 0
QH | Gangchatai Solar project Gangcha solar project | solar_photovoltaic | 1719 | 3 | 0 | 1 | 0 | 0 | 0 | 0 | 0 | 0 | 0 | 0 | 0 | 1 | 1 | 0 | 10 | 1 | 10 | 0 | 0 | 0 | 0 | 0 |  | 0 | 1 | 1 | 1 | 1 | 0 | 0
QH | GCL Baineng Hualong solar project | solar_photovoltaic | 1720 | 3 | 0 | 1 | 0 | 0 | 0 | 0 | 0 | 0 | 0 | 0 | 0 | 1 | 1 | 0 | 10 | 1 | 10 | 0 | 0 | 0 | 0 | 0 |  | 0 | 1 | 1 | 1 | 1 | 0 | 0
QH | Gonghe County poverty alleviation solar project | solar_photovoltaic | 1721 | 3 | 0 | 1 | 0 | 0 | 0 | 0 | 0 | 0 | 0 | 0 | 0 | 1 | 1 | 0 | 15.3 | 1 | 15.3 | 0 | 0 | 0 | 0 | 0 |  | 0 | 1 | 1 | 1 | 1 | 0 | 0
QH | Gonghe County Qaidam Energy Development Gonghe solar project | solar_photovoltaic | 1722 | 3 | 0 | 1 | 0 | 0 | 0 | 0 | 0 | 0 | 0 | 0 | 0 | 1 | 1 | 0 | 10 | 1 | 10 | 0 | 0 | 0 | 0 | 0 |  | 0 | 1 | 1 | 1 | 1 | 0 | 0
QH | Gonghe Jingneng Clean Energy Gonghe solar project | solar_photovoltaic | 1723 | 3 | 0 | 1 | 0 | 0 | 0 | 0 | 0 | 0 | 0 | 0 | 0 | 1 | 1 | 0 | 10 | 1 | 10 | 0 | 0 | 0 | 0 | 0 |  | 0 | 1 | 1 | 1 | 1 | 0 | 0
QH | Gonghe Yuantong Gonghe solar project | solar_photovoltaic | 1724 | 3 | 0 | 1 | 0 | 0 | 0 | 0 | 0 | 0 | 0 | 0 | 0 | 1 | 1 | 0 | 10 | 1 | 10 | 0 | 0 | 0 | 0 | 0 |  | 0 | 1 | 1 | 1 | 1 | 0 | 0
QH | GoSP AH solar project | solar_photovoltaic | 1725 | 3 | 0 | 1 | 0 | 0 | 0 | 0 | 0 | 0 | 0 | 0 | 0 | 1 | 1 | 0 | 8.7 | 1 | 8.7 | 0 | 0 | 0 | 0 | 0 |  | 0 | 1 | 1 | 1 | 1 | 0 | 0
QH | GoSP AL solar project | solar_photovoltaic | 1726 | 3 | 0 | 1 | 0 | 0 | 0 | 0 | 0 | 0 | 0 | 0 | 0 | 1 | 1 | 0 | 9.7 | 1 | 9.7 | 0 | 0 | 0 | 0 | 0 |  | 0 | 1 | 1 | 1 | 1 | 0 | 0
QH | GoSP AU solar project | solar_photovoltaic | 1727 | 3 | 0 | 1 | 0 | 0 | 0 | 0 | 0 | 0 | 0 | 0 | 0 | 1 | 1 | 0 | 10 | 1 | 10 | 0 | 0 | 0 | 0 | 0 |  | 0 | 1 | 1 | 1 | 1 | 0 | 0
QH | GoSP BF solar project | solar_photovoltaic | 1728 | 3 | 0 | 1 | 0 | 0 | 0 | 0 | 0 | 0 | 0 | 0 | 0 | 1 | 1 | 0 | 10 | 1 | 10 | 0 | 0 | 0 | 0 | 0 |  | 0 | 1 | 1 | 1 | 1 | 0 | 0
QH | GoSP BG solar project | solar_photovoltaic | 1729 | 3 | 0 | 1 | 0 | 0 | 0 | 0 | 0 | 0 | 0 | 0 | 0 | 1 | 1 | 0 | 4 | 1 | 4 | 0 | 0 | 0 | 0 | 0 |  | 0 | 1 | 1 | 1 | 1 | 0 | 0
QH | GoSP D solar project | solar_photovoltaic | 1730 | 3 | 0 | 1 | 0 | 0 | 0 | 0 | 0 | 0 | 0 | 0 | 0 | 1 | 1 | 0 | 10 | 1 | 10 | 0 | 0 | 0 | 0 | 0 |  | 0 | 1 | 1 | 1 | 1 | 0 | 0
QH | GoSP Geermu GS solar project | solar_photovoltaic | 1731 | 3 | 0 | 1 | 0 | 0 | 0 | 0 | 0 | 0 | 0 | 0 | 0 | 1 | 1 | 0 | 10 | 1 | 10 | 0 | 0 | 0 | 0 | 0 |  | 0 | 1 | 1 | 1 | 1 | 0 | 0
QH | GoSP P solar project | solar_photovoltaic | 1732 | 3 | 0 | 1 | 0 | 0 | 0 | 0 | 0 | 0 | 0 | 0 | 0 | 1 | 1 | 0 | 15 | 1 | 15 | 0 | 0 | 0 | 0 | 0 |  | 0 | 1 | 1 | 1 | 1 | 0 | 0
QH | GoSP R solar project | solar_photovoltaic | 1733 | 3 | 0 | 1 | 0 | 0 | 0 | 0 | 0 | 0 | 0 | 0 | 0 | 1 | 1 | 0 | 10.3 | 1 | 10.3 | 0 | 0 | 0 | 0 | 0 |  | 0 | 1 | 1 | 1 | 1 | 0 | 0
QH | GoSP U solar project | solar_photovoltaic | 1734 | 3 | 0 | 1 | 0 | 0 | 0 | 0 | 0 | 0 | 0 | 0 | 0 | 1 | 1 | 0 | 14.7 | 1 | 14.7 | 0 | 0 | 0 | 0 | 0 |  | 0 | 1 | 1 | 1 | 1 | 0 | 0
QH | Green Energy Gangcha solar project | solar_photovoltaic | 1735 | 3 | 0 | 1 | 0 | 0 | 0 | 0 | 0 | 0 | 0 | 0 | 0 | 1 | 1 | 0 | 10 | 1 | 10 | 0 | 0 | 0 | 0 | 0 |  | 0 | 1 | 1 | 1 | 1 | 0 | 0
QH | Guinan County poverty alleviation solar project | solar_photovoltaic | 1736 | 3 | 0 | 1 | 0 | 0 | 0 | 0 | 0 | 0 | 0 | 0 | 0 | 1 | 1 | 0 | 7.7 | 1 | 7.7 | 0 | 0 | 0 | 0 | 0 |  | 0 | 1 | 1 | 1 | 1 | 0 | 0
QH | Haidong solar project | solar_photovoltaic | 1737 | 3 | 0 | 1 | 0 | 0 | 0 | 0 | 0 | 0 | 0 | 0 | 0 | 1 | 1 | 0 | 1.7 | 1 | 1.7 | 0 | 0 | 0 | 0 | 0 |  | 0 | 1 | 1 | 1 | 1 | 0 | 0
QH | Haidong Yixin New Energy Technology Ledu solar project | solar_photovoltaic | 1738 | 3 | 0 | 1 | 0 | 0 | 0 | 0 | 0 | 0 | 0 | 0 | 0 | 1 | 1 | 0 | 10 | 1 | 10 | 0 | 0 | 0 | 0 | 0 |  | 0 | 1 | 1 | 1 | 1 | 0 | 0
QH | Hainan Feilike New Energy Gonghe solar project | solar_photovoltaic | 1739 | 3 | 0 | 1 | 0 | 0 | 0 | 0 | 0 | 0 | 0 | 0 | 0 | 1 | 1 | 0 | 10 | 1 | 10 | 0 | 0 | 0 | 0 | 0 |  | 0 | 1 | 1 | 1 | 1 | 0 | 0
QH | Hainan Gonghe County Yellow River Upstream solar farm | solar_photovoltaic | 1740 | 3 | 0 | 1 | 0 | 0 | 0 | 0 | 0 | 0 | 0 | 0 | 0 | 1 | 1 | 0 | 115 | 1 | 115 | 0 | 0 | 0 | 0 | 0 |  | 0 | 1 | 1 | 1 | 1 | 0 | 0
QH | Hainan Gonghe Photovoltaic/Wind/Hydro solar farm Phase 1 | solar_photovoltaic | 1741 | 3 | 0 | 1 | 0 | 0 | 0 | 0 | 0 | 0 | 0 | 0 | 0 | 1 | 1 | 0 | 500 | 1 | 500 | 0 | 0 | 0 | 0 | 0 |  | 0 | 1 | 1 | 1 | 1 | 0 | 0
QH | Hainan Guangke Photovoltaic New Energy Gonghe solar project | solar_photovoltaic | 1742 | 3 | 0 | 1 | 0 | 0 | 0 | 0 | 0 | 0 | 0 | 0 | 0 | 1 | 1 | 0 | 10 | 1 | 10 | 0 | 0 | 0 | 0 | 0 |  | 0 | 1 | 1 | 1 | 1 | 0 | 0
QH | Hainan Hanergy Solar Power Gonghe solar project | solar_photovoltaic | 1743 | 3 | 0 | 1 | 0 | 0 | 0 | 0 | 0 | 0 | 0 | 0 | 0 | 1 | 1 | 0 | 10 | 1 | 10 | 0 | 0 | 0 | 0 | 0 |  | 0 | 1 | 1 | 1 | 1 | 0 | 0
QH | Hainan Hengguang New Energy Gonghe solar project | solar_photovoltaic | 1744 | 3 | 0 | 1 | 0 | 0 | 0 | 0 | 0 | 0 | 0 | 0 | 0 | 1 | 1 | 0 | 10 | 1 | 10 | 0 | 0 | 0 | 0 | 0 |  | 0 | 1 | 1 | 1 | 1 | 0 | 0
QH | Hainan Jiepu Green Energy Gonghe solar project | solar_photovoltaic | 1745 | 3 | 0 | 1 | 0 | 0 | 0 | 0 | 0 | 0 | 0 | 0 | 0 | 1 | 1 | 0 | 10 | 1 | 10 | 0 | 0 | 0 | 0 | 0 |  | 0 | 1 | 1 | 1 | 1 | 0 | 0
QH | Hainan Jingsheng Gonghe solar project | solar_photovoltaic | 1746 | 3 | 0 | 1 | 0 | 0 | 0 | 0 | 0 | 0 | 0 | 0 | 0 | 1 | 1 | 0 | 10 | 1 | 10 | 0 | 0 | 0 | 0 | 0 |  | 0 | 1 | 1 | 1 | 1 | 0 | 0
QH | Hainan New Energy Gonghe solar project | solar_photovoltaic | 1747 | 3 | 0 | 1 | 0 | 0 | 0 | 0 | 0 | 0 | 0 | 0 | 0 | 1 | 1 | 0 | 10 | 1 | 10 | 0 | 0 | 0 | 0 | 0 |  | 0 | 1 | 1 | 1 | 1 | 0 | 0
QH | Hainan Solar Power Industrial Park Lot solar project | solar_photovoltaic | 1748 | 3 | 0 | 1 | 0 | 0 | 0 | 0 | 0 | 0 | 0 | 0 | 0 | 1 | 1 | 0 | 10 | 1 | 10 | 0 | 0 | 0 | 0 | 0 |  | 0 | 1 | 1 | 1 | 1 | 0 | 0
QH | Haixi Huahui solar project | solar_photovoltaic | 1749 | 3 | 0 | 1 | 0 | 0 | 0 | 0 | 0 | 0 | 0 | 0 | 0 | 1 | 1 | 0 | 4.8 | 1 | 4.8 | 0 | 0 | 0 | 0 | 0 |  | 0 | 1 | 1 | 1 | 1 | 0 | 0
QH | Huaguang Golmud I solar project | solar_photovoltaic | 1750 | 3 | 0 | 1 | 0 | 0 | 0 | 0 | 0 | 0 | 0 | 0 | 0 | 1 | 1 | 0 | 5 | 1 | 5 | 0 | 0 | 0 | 0 | 0 |  | 0 | 1 | 1 | 1 | 1 | 0 | 0
QH | Huaguang Golmud II solar project | solar_photovoltaic | 1751 | 3 | 0 | 1 | 0 | 0 | 0 | 0 | 0 | 0 | 0 | 0 | 0 | 1 | 1 | 0 | 10 | 1 | 10 | 0 | 0 | 0 | 0 | 0 |  | 0 | 1 | 1 | 1 | 1 | 0 | 0
QH | Hualong County Zhonghui Xiongxian poverty alleviation solar project | solar_photovoltaic | 1752 | 3 | 0 | 1 | 0 | 0 | 0 | 0 | 0 | 0 | 0 | 0 | 0 | 1 | 1 | 0 | 4.5 | 1 | 4.5 | 0 | 0 | 0 | 0 | 0 |  | 0 | 1 | 1 | 1 | 1 | 0 | 0
QH | Huanghe Gongboxia solar project | solar_photovoltaic | 1753 | 3 | 0 | 1 | 0 | 0 | 0 | 0 | 0 | 0 | 0 | 0 | 0 | 1 | 1 | 0 | 3.5 | 1 | 3.5 | 0 | 0 | 0 | 0 | 0 |  | 0 | 1 | 1 | 1 | 1 | 0 | 0
QH | Huanghe Laxiwa solar project | solar_photovoltaic | 1754 | 3 | 0 | 1 | 0 | 0 | 0 | 0 | 0 | 0 | 0 | 0 | 0 | 1 | 1 | 0 | 12 | 1 | 12 | 0 | 0 | 0 | 0 | 0 |  | 0 | 1 | 1 | 1 | 1 | 0 | 0
QH | Huanghe Yangqu solar project | solar_photovoltaic | 1755 | 3 | 0 | 1 | 0 | 0 | 0 | 0 | 0 | 0 | 0 | 0 | 0 | 1 | 1 | 0 | 16 | 1 | 16 | 0 | 0 | 0 | 0 | 0 |  | 0 | 1 | 1 | 1 | 1 | 0 | 0
QH | Huangzhong District solar project | solar_photovoltaic | 1756 | 3 | 0 | 1 | 0 | 0 | 0 | 0 | 0 | 0 | 0 | 0 | 0 | 1 | 1 | 0 | 1.6 | 1 | 1.6 | 0 | 0 | 0 | 0 | 0 |  | 0 | 1 | 1 | 1 | 1 | 0 | 0
QH | Huawei Delingha I solar project | solar_photovoltaic | 1757 | 3 | 0 | 1 | 0 | 0 | 0 | 0 | 0 | 0 | 0 | 0 | 0 | 1 | 1 | 0 | 10 | 1 | 10 | 0 | 0 | 0 | 0 | 0 |  | 0 | 1 | 1 | 1 | 1 | 0 | 0
QH | Huawei Delingha II solar project | solar_photovoltaic | 1758 | 3 | 0 | 1 | 0 | 0 | 0 | 0 | 0 | 0 | 0 | 0 | 0 | 1 | 1 | 0 | 10 | 1 | 10 | 0 | 0 | 0 | 0 | 0 |  | 0 | 1 | 1 | 1 | 1 | 0 | 0
QH | Jianshun solar project | solar_photovoltaic | 1759 | 3 | 0 | 1 | 0 | 0 | 0 | 0 | 0 | 0 | 0 | 0 | 0 | 1 | 1 | 0 | 1 | 1 | 1 | 0 | 0 | 0 | 0 | 0 |  | 0 | 1 | 1 | 1 | 1 | 0 | 0
QH | Jinfeng New Energy Gonghe Gonghe solar project | solar_photovoltaic | 1760 | 3 | 0 | 1 | 0 | 0 | 0 | 0 | 0 | 0 | 0 | 0 | 0 | 1 | 1 | 0 | 10 | 1 | 10 | 0 | 0 | 0 | 0 | 0 |  | 0 | 1 | 1 | 1 | 1 | 0 | 0
QH | Qaidam Gonghe solar project | solar_photovoltaic | 1761 | 3 | 0 | 1 | 0 | 0 | 0 | 0 | 0 | 0 | 0 | 0 | 0 | 1 | 1 | 0 | 10 | 1 | 10 | 0 | 0 | 0 | 0 | 0 |  | 0 | 1 | 1 | 1 | 1 | 0 | 0
QH | Qinghai - Henan High Voltage Transmission (China Energy Investment) solar power plant Photovoltaic | solar_photovoltaic | 1762 | 3 | 0 | 1 | 0 | 0 | 0 | 0 | 0 | 0 | 0 | 0 | 0 | 1 | 1 | 0 | 900 | 1 | 900 | 0 | 0 | 0 | 0 | 0 |  | 0 | 1 | 1 | 1 | 1 | 0 | 0
QH | Qinghai - Henan High Voltage Transmission (China Energy Investment) solar power plant Solar Thermal | solar_photovoltaic | 1763 | 3 | 0 | 1 | 0 | 0 | 0 | 0 | 0 | 0 | 0 | 0 | 0 | 1 | 1 | 0 | 100 | 1 | 100 | 0 | 0 | 0 | 0 | 0 |  | 0 | 1 | 1 | 1 | 1 | 0 | 0
QH | Qinghai - Henan High Voltage Transmission (China Resources) solar power plant | solar_photovoltaic | 1764 | 3 | 0 | 1 | 0 | 0 | 0 | 0 | 0 | 0 | 0 | 0 | 0 | 1 | 1 | 0 | 200 | 1 | 200 | 0 | 0 | 0 | 0 | 0 |  | 0 | 1 | 1 | 1 | 1 | 0 | 0
QH | Qinghai - Henan High Voltage Transmission (Huaneng) Golmud solar power plant | solar_photovoltaic | 1765 | 3 | 0 | 1 | 0 | 0 | 0 | 0 | 0 | 0 | 0 | 0 | 0 | 1 | 1 | 0 | 100 | 1 | 100 | 0 | 0 | 0 | 0 | 0 |  | 0 | 1 | 1 | 1 | 1 | 0 | 0
QH | Qinghai - Henan High Voltage Transmission (Huaneng) Gonghe solar power plant | solar_photovoltaic | 1766 | 3 | 0 | 1 | 0 | 0 | 0 | 0 | 0 | 0 | 0 | 0 | 0 | 1 | 1 | 0 | 300 | 1 | 300 | 0 | 0 | 0 | 0 | 0 |  | 0 | 1 | 1 | 1 | 1 | 0 | 0
QH | Qinghai - Henan High Voltage Transmission (Luneng) Golmud solar power plant | solar_photovoltaic | 1767 | 3 | 0 | 1 | 0 | 0 | 0 | 0 | 0 | 0 | 0 | 0 | 0 | 1 | 1 | 0 | 100 | 1 | 100 | 0 | 0 | 0 | 0 | 0 |  | 0 | 1 | 1 | 1 | 1 | 0 | 0
QH | Qinghai - Henan High Voltage Transmission (State Power Investment) Gonghe solar power plant | solar_photovoltaic | 1768 | 3 | 0 | 1 | 0 | 0 | 0 | 0 | 0 | 0 | 0 | 0 | 0 | 1 | 1 | 0 | 900 | 1 | 900 | 0 | 0 | 0 | 0 | 0 |  | 0 | 1 | 1 | 1 | 1 | 0 | 0
QH | Qinghai - Henan High Voltage Transmission (Three Gorges) Gonghe solar power plant | solar_photovoltaic | 1769 | 3 | 0 | 1 | 0 | 0 | 0 | 0 | 0 | 0 | 0 | 0 | 0 | 1 | 1 | 0 | 900 | 1 | 900 | 0 | 0 | 0 | 0 | 0 |  | 0 | 1 | 1 | 1 | 1 | 0 | 0
QH | Qinghai Beixiang New Energy Development Gonghe solar project | solar_photovoltaic | 1770 | 3 | 0 | 1 | 0 | 0 | 0 | 0 | 0 | 0 | 0 | 0 | 0 | 1 | 1 | 0 | 10 | 1 | 10 | 0 | 0 | 0 | 0 | 0 |  | 0 | 1 | 1 | 1 | 1 | 0 | 0
QH | Qinghai CGN Solar Delingha solar farm | solar_photovoltaic | 1771 | 3 | 0 | 1 | 0 | 0 | 0 | 0 | 0 | 0 | 0 | 0 | 0 | 1 | 1 | 0 | 20 | 1 | 20 | 0 | 0 | 0 | 0 | 0 |  | 0 | 1 | 1 | 1 | 1 | 0 | 0
QH | Qinghai Conservancy and Hydropower Group Jianzha solar farm | solar_photovoltaic | 1772 | 3 | 0 | 1 | 0 | 0 | 0 | 0 | 0 | 0 | 0 | 0 | 0 | 1 | 1 | 0 | 30 | 1 | 30 | 0 | 0 | 0 | 0 | 0 |  | 0 | 1 | 1 | 1 | 1 | 0 | 0
QH | Qinghai Dachaidan (China Energy Investment) Wind/Solar/Storage complex | solar_photovoltaic | 1773 | 3 | 0 | 1 | 0 | 0 | 0 | 0 | 0 | 0 | 0 | 0 | 0 | 1 | 1 | 0 | 700 | 1 | 700 | 0 | 0 | 0 | 0 | 0 |  | 0 | 1 | 1 | 1 | 1 | 0 | 0
QH | Qinghai Delingha "Front Runner" CGN solar farm Area 5 | solar_photovoltaic | 1774 | 3 | 0 | 1 | 0 | 0 | 0 | 0 | 0 | 0 | 0 | 0 | 0 | 1 | 1 | 0 | 100 | 1 | 100 | 0 | 0 | 0 | 0 | 0 |  | 0 | 1 | 1 | 1 | 1 | 0 | 0
QH | Qinghai Delingha "Front Runner" Huaneng Tuori solar farm Area 4 | solar_photovoltaic | 1775 | 3 | 0 | 1 | 0 | 0 | 0 | 0 | 0 | 0 | 0 | 0 | 0 | 1 | 1 | 0 | 100 | 1 | 100 | 0 | 0 | 0 | 0 | 0 |  | 0 | 1 | 1 | 1 | 1 | 0 | 0
QH | Qinghai Delingha "Front Runner" Huawo solar farm #1 | solar_photovoltaic | 1776 | 3 | 0 | 1 | 0 | 0 | 0 | 0 | 0 | 0 | 0 | 0 | 0 | 1 | 1 | 0 | 100 | 1 | 100 | 0 | 0 | 0 | 0 | 0 |  | 0 | 1 | 1 | 1 | 1 | 0 | 0
QH | Qinghai Delingha "Front Runner" Xiechen solar farm Area 3 | solar_photovoltaic | 1777 | 3 | 0 | 1 | 0 | 0 | 0 | 0 | 0 | 0 | 0 | 0 | 0 | 1 | 1 | 0 | 100 | 1 | 100 | 0 | 0 | 0 | 0 | 0 |  | 0 | 1 | 1 | 1 | 1 | 0 | 0
QH | Qinghai Delingha "Front Runner" Xieyue solar farm Area 2 | solar_photovoltaic | 1778 | 3 | 0 | 1 | 0 | 0 | 0 | 0 | 0 | 0 | 0 | 0 | 0 | 1 | 1 | 0 | 100 | 1 | 100 | 0 | 0 | 0 | 0 | 0 |  | 0 | 1 | 1 | 1 | 1 | 0 | 0
QH | Qinghai Delingha "Source/Grid/Load/Storage" (China Railcar) solar farm | solar_photovoltaic | 1779 | 3 | 0 | 1 | 0 | 0 | 0 | 0 | 0 | 0 | 0 | 0 | 0 | 1 | 1 | 0 | 700 | 1 | 700 | 0 | 0 | 0 | 0 | 0 |  | 0 | 1 | 1 | 1 | 1 | 0 | 0
QH | Qinghai Delingha (China Guangdong Nuclear) Heating/Storage solar complex PV 1 | solar_photovoltaic | 1780 | 3 | 0 | 1 | 0 | 0 | 0 | 0 | 0 | 0 | 0 | 0 | 0 | 1 | 1 | 0 | 800 | 1 | 800 | 0 | 0 | 0 | 0 | 0 |  | 0 | 1 | 1 | 1 | 1 | 0 | 0
QH | Qinghai Delingha (China Guangdong Nuclear) Heating/Storage solar complex Solar Thermal 2 | solar_photovoltaic | 1781 | 3 | 0 | 1 | 0 | 0 | 0 | 0 | 0 | 0 | 0 | 0 | 0 | 1 | 1 | 0 | 200 | 1 | 200 | 0 | 0 | 0 | 0 | 0 |  | 0 | 1 | 1 | 1 | 1 | 0 | 0
QH | Qinghai Delingha (China Guangdong Nuclear) solar thermal power plant | solar_photovoltaic | 1782 | 3 | 0 | 1 | 0 | 0 | 0 | 0 | 0 | 0 | 0 | 0 | 0 | 1 | 1 | 0 | 50 | 1 | 50 | 0 | 0 | 0 | 0 | 0 |  | 0 | 1 | 1 | 1 | 1 | 0 | 0
QH | Qinghai Delingha (State Power Investment) Multi-Source Integrated Project 1000 MW solar power plant | solar_photovoltaic | 1783 | 3 | 0 | 1 | 0 | 0 | 0 | 0 | 0 | 0 | 0 | 0 | 0 | 1 | 1 | 0 | 1000 | 1 | 1000 | 0 | 0 | 0 | 0 | 0 |  | 0 | 1 | 1 | 1 | 1 | 0 | 0
QH | Qinghai Delingha Baike Guangdian solar farm | solar_photovoltaic | 1784 | 3 | 0 | 1 | 0 | 0 | 0 | 0 | 0 | 0 | 0 | 0 | 0 | 1 | 1 | 0 | 20 | 1 | 20 | 0 | 0 | 0 | 0 | 0 |  | 0 | 1 | 1 | 1 | 1 | 0 | 0
QH | Qinghai Delingha Huadian solar farm | solar_photovoltaic | 1785 | 3 | 0 | 1 | 0 | 0 | 0 | 0 | 0 | 0 | 0 | 0 | 0 | 1 | 1 | 0 | 20 | 1 | 20 | 0 | 0 | 0 | 0 | 0 |  | 0 | 1 | 1 | 1 | 1 | 0 | 0
QH | Qinghai Delingha Huarun solar farm | solar_photovoltaic | 1786 | 3 | 0 | 1 | 0 | 0 | 0 | 0 | 0 | 0 | 0 | 0 | 0 | 1 | 1 | 0 | 20 | 1 | 20 | 0 | 0 | 0 | 0 | 0 |  | 0 | 1 | 1 | 1 | 1 | 0 | 0
QH | Qinghai Delingha Juguang solar farm | solar_photovoltaic | 1787 | 3 | 0 | 1 | 0 | 0 | 0 | 0 | 0 | 0 | 0 | 0 | 0 | 1 | 1 | 0 | 20 | 1 | 20 | 0 | 0 | 0 | 0 | 0 |  | 0 | 1 | 1 | 1 | 1 | 0 | 0
QH | Qinghai Delingha Juneng solar farm | solar_photovoltaic | 1788 | 3 | 0 | 1 | 0 | 0 | 0 | 0 | 0 | 0 | 0 | 0 | 0 | 1 | 1 | 0 | 40 | 1 | 40 | 0 | 0 | 0 | 0 | 0 |  | 0 | 1 | 1 | 1 | 1 | 0 | 0
QH | Qinghai Delingha Longguang solar farm | solar_photovoltaic | 1789 | 3 | 0 | 1 | 0 | 0 | 0 | 0 | 0 | 0 | 0 | 0 | 0 | 1 | 1 | 0 | 20 | 1 | 20 | 0 | 0 | 0 | 0 | 0 |  | 0 | 1 | 1 | 1 | 1 | 0 | 0
QH | Qinghai Delingha Northwest Hydropower solar farm | solar_photovoltaic | 1790 | 3 | 0 | 1 | 0 | 0 | 0 | 0 | 0 | 0 | 0 | 0 | 0 | 1 | 1 | 0 | 20 | 1 | 20 | 0 | 0 | 0 | 0 | 0 |  | 0 | 1 | 1 | 1 | 1 | 0 | 0
QH | Qinghai Delingha Rijing solar farm | solar_photovoltaic | 1791 | 3 | 0 | 1 | 0 | 0 | 0 | 0 | 0 | 0 | 0 | 0 | 0 | 1 | 1 | 0 | 20 | 1 | 20 | 0 | 0 | 0 | 0 | 0 |  | 0 | 1 | 1 | 1 | 1 | 0 | 0
QH | Qinghai Delingha Ruide Xingyang solar farm Phase 1 | solar_photovoltaic | 1792 | 3 | 0 | 1 | 0 | 0 | 0 | 0 | 0 | 0 | 0 | 0 | 0 | 1 | 1 | 0 | 30 | 1 | 30 | 0 | 0 | 0 | 0 | 0 |  | 0 | 1 | 1 | 1 | 1 | 0 | 0
QH | Qinghai Delingha Ruide Xingyang solar farm Phase 2 | solar_photovoltaic | 1793 | 3 | 0 | 1 | 0 | 0 | 0 | 0 | 0 | 0 | 0 | 0 | 0 | 1 | 1 | 0 | 20 | 1 | 20 | 0 | 0 | 0 | 0 | 0 |  | 0 | 1 | 1 | 1 | 1 | 0 | 0
QH | Qinghai Delingha Shidai solar farm | solar_photovoltaic | 1794 | 3 | 0 | 1 | 0 | 0 | 0 | 0 | 0 | 0 | 0 | 0 | 0 | 1 | 1 | 0 | 20 | 1 | 20 | 0 | 0 | 0 | 0 | 0 |  | 0 | 1 | 1 | 1 | 1 | 0 | 0
QH | Qinghai Delingha Three Gorges solar farm | solar_photovoltaic | 1795 | 3 | 0 | 1 | 0 | 0 | 0 | 0 | 0 | 0 | 0 | 0 | 0 | 1 | 1 | 0 | 20 | 1 | 20 | 0 | 0 | 0 | 0 | 0 |  | 0 | 1 | 1 | 1 | 1 | 0 | 0
QH | Qinghai Delingha West Exit 5000 MW Solar/Hydrogen/Storage complex 1-electricity production | solar_photovoltaic | 1796 | 3 | 0 | 1 | 0 | 0 | 0 | 0 | 0 | 0 | 0 | 0 | 0 | 1 | 1 | 0 | 1000 | 1 | 1000 | 0 | 0 | 0 | 0 | 0 |  | 0 | 1 | 1 | 1 | 1 | 0 | 0
QH | Qinghai Delingha West Exit 5000 MW Solar/Hydrogen/Storage complex 1-hydrogen production | solar_photovoltaic | 1797 | 3 | 0 | 1 | 0 | 0 | 0 | 0 | 0 | 0 | 0 | 0 | 0 | 1 | 1 | 0 | 3 | 1 | 3 | 0 | 0 | 0 | 0 | 0 |  | 0 | 1 | 1 | 1 | 1 | 0 | 0
QH | Qinghai Delingha Xiayang solar farm | solar_photovoltaic | 1798 | 3 | 0 | 1 | 0 | 0 | 0 | 0 | 0 | 0 | 0 | 0 | 0 | 1 | 1 | 0 | 20 | 1 | 20 | 0 | 0 | 0 | 0 | 0 |  | 0 | 1 | 1 | 1 | 1 | 0 | 0
QH | Qinghai Delingha Zhongkong solar farm | solar_photovoltaic | 1799 | 3 | 0 | 1 | 0 | 0 | 0 | 0 | 0 | 0 | 0 | 0 | 0 | 1 | 1 | 0 | 50 | 1 | 50 | 0 | 0 | 0 | 0 | 0 |  | 0 | 1 | 1 | 1 | 1 | 0 | 0
QH | Qinghai Gangcha Yizhao solar farm Phase 3 | solar_photovoltaic | 1800 | 3 | 0 | 1 | 0 | 0 | 0 | 0 | 0 | 0 | 0 | 0 | 0 | 1 | 1 | 0 | 20 | 1 | 20 | 0 | 0 | 0 | 0 | 0 |  | 0 | 1 | 1 | 1 | 1 | 0 | 0
QH | Qinghai Ganghui Optoelectronics Technology Gonghe solar project | solar_photovoltaic | 1801 | 3 | 0 | 1 | 0 | 0 | 0 | 0 | 0 | 0 | 0 | 0 | 0 | 1 | 1 | 0 | 10 | 1 | 10 | 0 | 0 | 0 | 0 | 0 |  | 0 | 1 | 1 | 1 | 1 | 0 | 0
QH | Qinghai Goldmud TEBA solar farm | solar_photovoltaic | 1802 | 3 | 0 | 1 | 0 | 0 | 0 | 0 | 0 | 0 | 0 | 0 | 0 | 1 | 1 | 0 | 20 | 1 | 20 | 0 | 0 | 0 | 0 | 0 |  | 0 | 1 | 1 | 1 | 1 | 0 | 0
QH | Qinghai Golmud "Front Runner" Three Gorges No.1 solar farm Area 1 | solar_photovoltaic | 1803 | 3 | 0 | 1 | 0 | 0 | 0 | 0 | 0 | 0 | 0 | 0 | 0 | 1 | 1 | 0 | 100 | 1 | 100 | 0 | 0 | 0 | 0 | 0 |  | 0 | 1 | 1 | 1 | 1 | 0 | 0
QH | Qinghai Golmud "Front Runner" Three Gorges No.2 solar farm Area 2 | solar_photovoltaic | 1804 | 3 | 0 | 1 | 0 | 0 | 0 | 0 | 0 | 0 | 0 | 0 | 0 | 1 | 1 | 0 | 100 | 1 | 100 | 0 | 0 | 0 | 0 | 0 |  | 0 | 1 | 1 | 1 | 1 | 0 | 0
QH | Qinghai Golmud "Front Runner" Three Gorges No.3 solar farm Area 3 | solar_photovoltaic | 1805 | 3 | 0 | 1 | 0 | 0 | 0 | 0 | 0 | 0 | 0 | 0 | 0 | 1 | 1 | 0 | 100 | 1 | 100 | 0 | 0 | 0 | 0 | 0 |  | 0 | 1 | 1 | 1 | 1 | 0 | 0
QH | Qinghai Golmud "Front Runner" Three Gorges No.4 solar farm Area 4 | solar_photovoltaic | 1806 | 3 | 0 | 1 | 0 | 0 | 0 | 0 | 0 | 0 | 0 | 0 | 0 | 1 | 1 | 0 | 100 | 1 | 100 | 0 | 0 | 0 | 0 | 0 |  | 0 | 1 | 1 | 1 | 1 | 0 | 0
QH | Qinghai Golmud "Front Runner" Three Gorges No.5 solar farm Area 5 | solar_photovoltaic | 1807 | 3 | 0 | 1 | 0 | 0 | 0 | 0 | 0 | 0 | 0 | 0 | 0 | 1 | 1 | 0 | 100 | 1 | 100 | 0 | 0 | 0 | 0 | 0 |  | 0 | 1 | 1 | 1 | 1 | 0 | 0
QH | Qinghai Golmud (Three Gorges) 1100 MW solar power plant Photovoltaic | solar_photovoltaic | 1808 | 3 | 0 | 1 | 0 | 0 | 0 | 0 | 0 | 0 | 0 | 0 | 0 | 1 | 1 | 0 | 1000 | 1 | 1000 | 0 | 0 | 0 | 0 | 0 |  | 0 | 1 | 1 | 1 | 1 | 0 | 0
QH | Qinghai Golmud (Three Gorges) 1100 MW solar power plant Solar Thermal | solar_photovoltaic | 1809 | 3 | 0 | 1 | 0 | 0 | 0 | 0 | 0 | 0 | 0 | 0 | 0 | 1 | 1 | 0 | 100 | 1 | 100 | 0 | 0 | 0 | 0 | 0 |  | 0 | 1 | 1 | 1 | 1 | 0 | 0
QH | Qinghai Golmud Guangke solar farm | solar_photovoltaic | 1810 | 3 | 0 | 1 | 0 | 0 | 0 | 0 | 0 | 0 | 0 | 0 | 0 | 1 | 1 | 0 | 20 | 1 | 20 | 0 | 0 | 0 | 0 | 0 |  | 0 | 1 | 1 | 1 | 1 | 0 | 0
QH | Qinghai Golmud HHSD Newly Added solar farm | solar_photovoltaic | 1811 | 3 | 0 | 1 | 0 | 0 | 0 | 0 | 0 | 0 | 0 | 0 | 0 | 1 | 1 | 0 | 30 | 1 | 30 | 0 | 0 | 0 | 0 | 0 |  | 0 | 1 | 1 | 1 | 1 | 0 | 0
QH | Qinghai Golmud HHSD solar farm Phase 4 | solar_photovoltaic | 1812 | 3 | 0 | 1 | 0 | 0 | 0 | 0 | 0 | 0 | 0 | 0 | 0 | 1 | 1 | 0 | 60 | 1 | 60 | 0 | 0 | 0 | 0 | 0 |  | 0 | 1 | 1 | 1 | 1 | 0 | 0
QH | Qinghai Golmud Huaheng solar farm | solar_photovoltaic | 1813 | 3 | 0 | 1 | 0 | 0 | 0 | 0 | 0 | 0 | 0 | 0 | 0 | 1 | 1 | 0 | 50 | 1 | 50 | 0 | 0 | 0 | 0 | 0 |  | 0 | 1 | 1 | 1 | 1 | 0 | 0
QH | Qinghai Golmud Huaneng 65MW solar farm Phase 4 | solar_photovoltaic | 1814 | 3 | 0 | 1 | 0 | 0 | 0 | 0 | 0 | 0 | 0 | 0 | 0 | 1 | 1 | 0 | 65 | 1 | 65 | 0 | 0 | 0 | 0 | 0 |  | 0 | 1 | 1 | 1 | 1 | 0 | 0
QH | Qinghai Golmud Huaneng solar farm | solar_photovoltaic | 1815 | 3 | 0 | 1 | 0 | 0 | 0 | 0 | 0 | 0 | 0 | 0 | 0 | 1 | 1 | 0 | 45 | 1 | 45 | 0 | 0 | 0 | 0 | 0 |  | 0 | 1 | 1 | 1 | 1 | 0 | 0
QH | Qinghai Golmud Huaneng Tuori solar farm | solar_photovoltaic | 1816 | 3 | 0 | 1 | 0 | 0 | 0 | 0 | 0 | 0 | 0 | 0 | 0 | 1 | 1 | 0 | 50 | 1 | 50 | 0 | 0 | 0 | 0 | 0 |  | 0 | 1 | 1 | 1 | 1 | 0 | 0
QH | Qinghai Golmud Huazhi solar farm | solar_photovoltaic | 1817 | 3 | 0 | 1 | 0 | 0 | 0 | 0 | 0 | 0 | 0 | 0 | 0 | 1 | 1 | 0 | 20 | 1 | 20 | 0 | 0 | 0 | 0 | 0 |  | 0 | 1 | 1 | 1 | 1 | 0 | 0
QH | Qinghai Golmud Kaichi solar farm | solar_photovoltaic | 1818 | 3 | 0 | 1 | 0 | 0 | 0 | 0 | 0 | 0 | 0 | 0 | 0 | 1 | 1 | 0 | 1000 | 1 | 1000 | 0 | 0 | 0 | 0 | 0 |  | 0 | 1 | 1 | 1 | 1 | 0 | 0
QH | Qinghai Golmud Liquified Compressed Air Power Storage Demonstration Project associated solar farm | solar_photovoltaic | 1819 | 3 | 0 | 1 | 0 | 0 | 0 | 0 | 0 | 0 | 0 | 0 | 0 | 1 | 1 | 0 | 250 | 1 | 250 | 0 | 0 | 0 | 0 | 0 |  | 0 | 1 | 1 | 1 | 1 | 0 | 0
QH | Qinghai Golmud Luneng solar farm PV | solar_photovoltaic | 1820 | 3 | 0 | 1 | 0 | 0 | 0 | 0 | 0 | 0 | 0 | 0 | 0 | 1 | 1 | 0 | 20 | 1 | 20 | 0 | 0 | 0 | 0 | 0 |  | 0 | 1 | 1 | 1 | 1 | 0 | 0
QH | Qinghai Golmud Luneng solar farm Solar Thermal | solar_photovoltaic | 1821 | 3 | 0 | 1 | 0 | 0 | 0 | 0 | 0 | 0 | 0 | 0 | 0 | 1 | 1 | 0 | 50 | 1 | 50 | 0 | 0 | 0 | 0 | 0 |  | 0 | 1 | 1 | 1 | 1 | 0 | 0
QH | Qinghai Golmud Molten Salt Energy Storage Demonstration solar farm | solar_photovoltaic | 1822 | 3 | 0 | 1 | 0 | 0 | 0 | 0 | 0 | 0 | 0 | 0 | 0 | 1 | 1 | 0 | 450 | 1 | 450 | 0 | 0 | 0 | 0 | 0 |  | 0 | 1 | 1 | 1 | 1 | 0 | 0
QH | Qinghai Golmud Northwest Hydropower solar farm | solar_photovoltaic | 1823 | 3 | 0 | 1 | 0 | 0 | 0 | 0 | 0 | 0 | 0 | 0 | 0 | 1 | 1 | 0 | 20 | 1 | 20 | 0 | 0 | 0 | 0 | 0 |  | 0 | 1 | 1 | 1 | 1 | 0 | 0
QH | Qinghai Golmud Photovoltaic Power Generation Industrial Park 2016-8 solar farm | solar_photovoltaic | 1824 | 3 | 0 | 1 | 0 | 0 | 0 | 0 | 0 | 0 | 0 | 0 | 0 | 1 | 1 | 0 | 100 | 1 | 100 | 0 | 0 | 0 | 0 | 0 |  | 0 | 1 | 1 | 1 | 1 | 0 | 0
QH | Qinghai Golmud Sunshine Qiheng solar farm | solar_photovoltaic | 1825 | 3 | 0 | 1 | 0 | 0 | 0 | 0 | 0 | 0 | 0 | 0 | 0 | 1 | 1 | 0 | 30 | 1 | 30 | 0 | 0 | 0 | 0 | 0 |  | 0 | 1 | 1 | 1 | 1 | 0 | 0
QH | Qinghai Golmud Wutumeiren (Huadian) solar farm | solar_photovoltaic | 1826 | 3 | 0 | 1 | 0 | 0 | 0 | 0 | 0 | 0 | 0 | 0 | 0 | 1 | 1 | 0 | 100 | 1 | 100 | 0 | 0 | 0 | 0 | 0 |  | 0 | 1 | 1 | 1 | 1 | 0 | 0
QH | Qinghai Golmud Xiarihamu Nickel Mine smart solar farm 1-2 | solar_photovoltaic | 1827 | 3 | 0 | 1 | 0 | 0 | 0 | 0 | 0 | 0 | 0 | 0 | 0 | 1 | 1 | 0 | 20 | 1 | 20 | 0 | 0 | 0 | 0 | 0 |  | 0 | 1 | 1 | 1 | 1 | 0 | 0
QH | Qinghai Golmud Yagui solar farm Phase 1 | solar_photovoltaic | 1828 | 3 | 0 | 1 | 0 | 0 | 0 | 0 | 0 | 0 | 0 | 0 | 0 | 1 | 1 | 0 | 20 | 1 | 20 | 0 | 0 | 0 | 0 | 0 |  | 0 | 1 | 1 | 1 | 1 | 0 | 0
QH | Qinghai Golog (China Energy Investment) Pastoral solar farm with storage 1 - Batch 1 | solar_photovoltaic | 1829 | 3 | 0 | 1 | 0 | 0 | 0 | 0 | 0 | 0 | 0 | 0 | 0 | 1 | 1 | 0 | 86 | 1 | 86 | 0 | 0 | 0 | 0 | 0 |  | 0 | 1 | 1 | 1 | 1 | 0 | 0
QH | Qinghai Golog (China Energy Investment) Pastoral solar farm with storage 1 - Batch 2 | solar_photovoltaic | 1830 | 3 | 0 | 1 | 0 | 0 | 0 | 0 | 0 | 0 | 0 | 0 | 0 | 1 | 1 | 0 | 214 | 1 | 214 | 0 | 0 | 0 | 0 | 0 |  | 0 | 1 | 1 | 1 | 1 | 0 | 0
QH | Qinghai Gonghe 1000 MW "Source/Grid/Load/Storage" (Fushan) solar farm | solar_photovoltaic | 1831 | 3 | 0 | 1 | 0 | 0 | 0 | 0 | 0 | 0 | 0 | 0 | 0 | 1 | 1 | 0 | 700 | 1 | 700 | 0 | 0 | 0 | 0 | 0 |  | 0 | 1 | 1 | 1 | 1 | 0 | 0
QH | Qinghai Gonghe 1000 MW "Source/Grid/Storage/Load" (Longfa) solar farm | solar_photovoltaic | 1832 | 3 | 0 | 1 | 0 | 0 | 0 | 0 | 0 | 0 | 0 | 0 | 0 | 1 | 1 | 0 | 700 | 1 | 700 | 0 | 0 | 0 | 0 | 0 |  | 0 | 1 | 1 | 1 | 1 | 0 | 0
QH | Qinghai Gonghe 1000 MW (China Power Construction) solar farm PV | solar_photovoltaic | 1833 | 3 | 0 | 1 | 0 | 0 | 0 | 0 | 0 | 0 | 0 | 0 | 0 | 1 | 1 | 0 | 900 | 1 | 900 | 0 | 0 | 0 | 0 | 0 |  | 0 | 1 | 1 | 1 | 1 | 0 | 0
QH | Qinghai Gonghe 1000 MW (China Power Construction) solar farm Solar Thermal | solar_photovoltaic | 1834 | 3 | 0 | 1 | 0 | 0 | 0 | 0 | 0 | 0 | 0 | 0 | 0 | 1 | 1 | 0 | 100 | 1 | 100 | 0 | 0 | 0 | 0 | 0 |  | 0 | 1 | 1 | 1 | 1 | 0 | 0
QH | Qinghai Gonghe Chaidamu solar farm Phase 2 | solar_photovoltaic | 1835 | 3 | 0 | 1 | 0 | 0 | 0 | 0 | 0 | 0 | 0 | 0 | 0 | 1 | 1 | 0 | 20 | 1 | 20 | 0 | 0 | 0 | 0 | 0 |  | 0 | 1 | 1 | 1 | 1 | 0 | 0
QH | Qinghai Gonghe Datang solar farm Phase 4 | solar_photovoltaic | 1836 | 3 | 0 | 1 | 0 | 0 | 0 | 0 | 0 | 0 | 0 | 0 | 0 | 1 | 1 | 0 | 20 | 1 | 20 | 0 | 0 | 0 | 0 | 0 |  | 0 | 1 | 1 | 1 | 1 | 0 | 0
QH | Qinghai Gonghe Huadian solar farm Phase 1 | solar_photovoltaic | 1837 | 3 | 0 | 1 | 0 | 0 | 0 | 0 | 0 | 0 | 0 | 0 | 0 | 1 | 1 | 0 | 20 | 1 | 20 | 0 | 0 | 0 | 0 | 0 |  | 0 | 1 | 1 | 1 | 1 | 0 | 0
QH | Qinghai Gonghe Huadian solar farm Phase 2 | solar_photovoltaic | 1838 | 3 | 0 | 1 | 0 | 0 | 0 | 0 | 0 | 0 | 0 | 0 | 0 | 1 | 1 | 0 | 25 | 1 | 25 | 0 | 0 | 0 | 0 | 0 |  | 0 | 1 | 1 | 1 | 1 | 0 | 0
QH | Qinghai Gonghe Huaneng solar farm | solar_photovoltaic | 1839 | 3 | 0 | 1 | 0 | 0 | 0 | 0 | 0 | 0 | 0 | 0 | 0 | 1 | 1 | 0 | 25 | 1 | 25 | 0 | 0 | 0 | 0 | 0 |  | 0 | 1 | 1 | 1 | 1 | 0 | 0
QH | Qinghai Gonghe Lantian solar farm | solar_photovoltaic | 1840 | 3 | 0 | 1 | 0 | 0 | 0 | 0 | 0 | 0 | 0 | 0 | 0 | 1 | 1 | 0 | 20 | 1 | 20 | 0 | 0 | 0 | 0 | 0 |  | 0 | 1 | 1 | 1 | 1 | 0 | 0
QH | Qinghai Gonghe Minghui solar farm | solar_photovoltaic | 1841 | 3 | 0 | 1 | 0 | 0 | 0 | 0 | 0 | 0 | 0 | 0 | 0 | 1 | 1 | 0 | 50 | 1 | 50 | 0 | 0 | 0 | 0 | 0 |  | 0 | 1 | 1 | 1 | 1 | 0 | 0
QH | Qinghai Gonghe National Level Photovoltaic Solar Testing and Proving Base | solar_photovoltaic | 1842 | 3 | 0 | 1 | 0 | 0 | 0 | 0 | 0 | 0 | 0 | 0 | 0 | 1 | 1 | 0 | 100 | 1 | 100 | 0 | 0 | 0 | 0 | 0 |  | 0 | 1 | 1 | 1 | 1 | 0 | 0
QH | Qinghai Gonghe National Photovoltaic Power Generation Test Base solar farm | solar_photovoltaic | 1843 | 3 | 0 | 1 | 0 | 0 | 0 | 0 | 0 | 0 | 0 | 0 | 0 | 1 | 1 | 0 | 100 | 1 | 100 | 0 | 0 | 0 | 0 | 0 |  | 0 | 1 | 1 | 1 | 1 | 0 | 0
QH | Qinghai Gonghe Putian solar farm | solar_photovoltaic | 1844 | 3 | 0 | 1 | 0 | 0 | 0 | 0 | 0 | 0 | 0 | 0 | 0 | 1 | 1 | 0 | 30 | 1 | 30 | 0 | 0 | 0 | 0 | 0 |  | 0 | 1 | 1 | 1 | 1 | 0 | 0
QH | Qinghai Gonghe Quansheng solar farm | solar_photovoltaic | 1845 | 3 | 0 | 1 | 0 | 0 | 0 | 0 | 0 | 0 | 0 | 0 | 0 | 1 | 1 | 0 | 20 | 1 | 20 | 0 | 0 | 0 | 0 | 0 |  | 0 | 1 | 1 | 1 | 1 | 0 | 0
QH | Qinghai Gonghe Source Grid Load Storage solar farm | solar_photovoltaic | 1846 | 3 | 0 | 1 | 0 | 0 | 0 | 0 | 0 | 0 | 0 | 0 | 0 | 1 | 1 | 0 | 250 | 1 | 250 | 0 | 0 | 0 | 0 | 0 |  | 0 | 1 | 1 | 1 | 1 | 0 | 0
QH | Qinghai Gonghe SPIC Huanghe Hydropower solar farm | solar_photovoltaic | 1847 | 3 | 0 | 1 | 0 | 0 | 0 | 0 | 0 | 0 | 0 | 0 | 0 | 1 | 1 | 0 | 30 | 1 | 30 | 0 | 0 | 0 | 0 | 0 |  | 0 | 1 | 1 | 1 | 1 | 0 | 0
QH | Qinghai Gonghe Talatan (Datang) solar farm | solar_photovoltaic | 1848 | 3 | 0 | 1 | 0 | 0 | 0 | 0 | 0 | 0 | 0 | 0 | 0 | 1 | 1 | 0 | 100 | 1 | 100 | 0 | 0 | 0 | 0 | 0 |  | 0 | 1 | 1 | 1 | 1 | 0 | 0
QH | Qinghai Gonghe Talatan (Huaneng) solar farm | solar_photovoltaic | 1849 | 3 | 0 | 1 | 0 | 0 | 0 | 0 | 0 | 0 | 0 | 0 | 0 | 1 | 1 | 0 | 50 | 1 | 50 | 0 | 0 | 0 | 0 | 0 |  | 0 | 1 | 1 | 1 | 1 | 0 | 0
QH | Qinghai Gonghe Talatan (Sungrow) solar farm | solar_photovoltaic | 1850 | 3 | 0 | 1 | 0 | 0 | 0 | 0 | 0 | 0 | 0 | 0 | 0 | 1 | 1 | 0 | 100 | 1 | 100 | 0 | 0 | 0 | 0 | 0 |  | 0 | 1 | 1 | 1 | 1 | 0 | 0
QH | Qinghai Gonghe Tiancheng solar farm | solar_photovoltaic | 1851 | 3 | 0 | 1 | 0 | 0 | 0 | 0 | 0 | 0 | 0 | 0 | 0 | 1 | 1 | 0 | 20 | 1 | 20 | 0 | 0 | 0 | 0 | 0 |  | 0 | 1 | 1 | 1 | 1 | 0 | 0
QH | Qinghai Gonghe Xinte solar farm | solar_photovoltaic | 1852 | 3 | 0 | 1 | 0 | 0 | 0 | 0 | 0 | 0 | 0 | 0 | 0 | 1 | 1 | 0 | 20 | 1 | 20 | 0 | 0 | 0 | 0 | 0 |  | 0 | 1 | 1 | 1 | 1 | 0 | 0
QH | Qinghai Gonghe Zhengtai solar farm | solar_photovoltaic | 1853 | 3 | 0 | 1 | 0 | 0 | 0 | 0 | 0 | 0 | 0 | 0 | 0 | 1 | 1 | 0 | 20 | 1 | 20 | 0 | 0 | 0 | 0 | 0 |  | 0 | 1 | 1 | 1 | 1 | 0 | 0
QH | Qinghai Gonghe Zhong'an Yongtai solar farm | solar_photovoltaic | 1854 | 3 | 0 | 1 | 0 | 0 | 0 | 0 | 0 | 0 | 0 | 0 | 0 | 1 | 1 | 0 | 50 | 1 | 50 | 0 | 0 | 0 | 0 | 0 |  | 0 | 1 | 1 | 1 | 1 | 0 | 0
QH | Qinghai Gonghe Zhongli Tenghui solar farm Phase 4 | solar_photovoltaic | 1855 | 3 | 0 | 1 | 0 | 0 | 0 | 0 | 0 | 0 | 0 | 0 | 0 | 1 | 1 | 0 | 50 | 1 | 50 | 0 | 0 | 0 | 0 | 0 |  | 0 | 1 | 1 | 1 | 1 | 0 | 0
QH | Qinghai Gonghe Zhuma solar farm | solar_photovoltaic | 1856 | 3 | 0 | 1 | 0 | 0 | 0 | 0 | 0 | 0 | 0 | 0 | 0 | 1 | 1 | 0 | 30 | 1 | 30 | 0 | 0 | 0 | 0 | 0 |  | 0 | 1 | 1 | 1 | 1 | 0 | 0
QH | Qinghai Green Group Qinghai Ruihe Aluminum Foil solar project | solar_photovoltaic | 1857 | 3 | 0 | 1 | 0 | 0 | 0 | 0 | 0 | 0 | 0 | 0 | 0 | 1 | 1 | 0 | 5.8 | 1 | 5.8 | 0 | 0 | 0 | 0 | 0 |  | 0 | 1 | 1 | 1 | 1 | 0 | 0
QH | Qinghai Green Group solar project | solar_photovoltaic | 1858 | 3 | 0 | 1 | 0 | 0 | 0 | 0 | 0 | 0 | 0 | 0 | 0 | 1 | 1 | 0 | 1.4 | 1 | 1.4 | 0 | 0 | 0 | 0 | 0 |  | 0 | 1 | 1 | 1 | 1 | 0 | 0
QH | Qinghai Guinan Clean Heat solar farm | solar_photovoltaic | 1859 | 3 | 0 | 1 | 0 | 0 | 0 | 0 | 0 | 0 | 0 | 0 | 0 | 1 | 1 | 0 | 100 | 1 | 100 | 0 | 0 | 0 | 0 | 0 |  | 0 | 1 | 1 | 1 | 1 | 0 | 0
QH | Qinghai Guoluo Maqin solar farm | solar_photovoltaic | 1860 | 3 | 0 | 1 | 0 | 0 | 0 | 0 | 0 | 0 | 0 | 0 | 0 | 1 | 1 | 0 | 43 | 1 | 43 | 0 | 0 | 0 | 0 | 0 |  | 0 | 1 | 1 | 1 | 1 | 0 | 0
QH | Qinghai Haibei (Guoneng) Source/Grid/Load/Storage solar farm Phase 1 | solar_photovoltaic | 1861 | 3 | 0 | 1 | 0 | 0 | 0 | 0 | 0 | 0 | 0 | 0 | 0 | 1 | 1 | 0 | 300 | 1 | 300 | 0 | 0 | 0 | 0 | 0 |  | 0 | 1 | 1 | 1 | 1 | 0 | 0
QH | Qinghai Haibei (Guoneng) Source/Grid/Load/Storage solar farm Phase 2 | solar_photovoltaic | 1862 | 3 | 0 | 1 | 0 | 0 | 0 | 0 | 0 | 0 | 0 | 0 | 0 | 1 | 1 | 0 | 300 | 1 | 300 | 0 | 0 | 0 | 0 | 0 |  | 0 | 1 | 1 | 1 | 1 | 0 | 0
QH | Qinghai Haibei (Guoneng) Source/Grid/Load/Storage solar farm Phase 3 | solar_photovoltaic | 1863 | 3 | 0 | 1 | 0 | 0 | 0 | 0 | 0 | 0 | 0 | 0 | 0 | 1 | 1 | 0 | 300 | 1 | 300 | 0 | 0 | 0 | 0 | 0 |  | 0 | 1 | 1 | 1 | 1 | 0 | 0
QH | Qinghai Haibei (Guoneng) Source/Grid/Load/Storage solar farm Zhasuhe 1 | solar_photovoltaic | 1864 | 3 | 0 | 1 | 0 | 0 | 0 | 0 | 0 | 0 | 0 | 0 | 0 | 1 | 1 | 0 | 167 | 1 | 167 | 0 | 0 | 0 | 0 | 0 |  | 0 | 1 | 1 | 1 | 1 | 0 | 0
QH | Qinghai Haibei Gangcha "Source/Grid/Load/Storage" solar farm 1 part 1 | solar_photovoltaic | 1865 | 3 | 0 | 1 | 0 | 0 | 0 | 0 | 0 | 0 | 0 | 0 | 0 | 1 | 1 | 0 | 50 | 1 | 50 | 0 | 0 | 0 | 0 | 0 |  | 0 | 1 | 1 | 1 | 1 | 0 | 0
QH | Qinghai Haibei Gangcha "Source/Grid/Load/Storage" solar farm 1 part 2 | solar_photovoltaic | 1866 | 3 | 0 | 1 | 0 | 0 | 0 | 0 | 0 | 0 | 0 | 0 | 0 | 1 | 1 | 0 | 250 | 1 | 250 | 0 | 0 | 0 | 0 | 0 |  | 0 | 1 | 1 | 1 | 1 | 0 | 0
QH | Qinghai Haidong Hualong Yagui solar farm | solar_photovoltaic | 1867 | 3 | 0 | 1 | 0 | 0 | 0 | 0 | 0 | 0 | 0 | 0 | 0 | 1 | 1 | 0 | 40 | 1 | 40 | 0 | 0 | 0 | 0 | 0 |  | 0 | 1 | 1 | 1 | 1 | 0 | 0
QH | Qinghai Haidong Hualong Yuantong solar farm | solar_photovoltaic | 1868 | 3 | 0 | 1 | 0 | 0 | 0 | 0 | 0 | 0 | 0 | 0 | 0 | 1 | 1 | 0 | 20 | 1 | 20 | 0 | 0 | 0 | 0 | 0 |  | 0 | 1 | 1 | 1 | 1 | 0 | 0
QH | Qinghai Haidong Ledu CGN solar farm | solar_photovoltaic | 1869 | 3 | 0 | 1 | 0 | 0 | 0 | 0 | 0 | 0 | 0 | 0 | 0 | 1 | 1 | 0 | 30 | 1 | 30 | 0 | 0 | 0 | 0 | 0 |  | 0 | 1 | 1 | 1 | 1 | 0 | 0
QH | Qinghai Haidong Ledu Chuanghui solar farm | solar_photovoltaic | 1870 | 3 | 0 | 1 | 0 | 0 | 0 | 0 | 0 | 0 | 0 | 0 | 0 | 1 | 1 | 0 | 20 | 1 | 20 | 0 | 0 | 0 | 0 | 0 |  | 0 | 1 | 1 | 1 | 1 | 0 | 0
QH | Qinghai Haidong Ledu Ruide Xingyang solar farm | solar_photovoltaic | 1871 | 3 | 0 | 1 | 0 | 0 | 0 | 0 | 0 | 0 | 0 | 0 | 0 | 1 | 1 | 0 | 20 | 1 | 20 | 0 | 0 | 0 | 0 | 0 |  | 0 | 1 | 1 | 1 | 1 | 0 | 0
QH | Qinghai Haidong Zhongxinneng solar farm | solar_photovoltaic | 1872 | 3 | 0 | 1 | 0 | 0 | 0 | 0 | 0 | 0 | 0 | 0 | 0 | 1 | 1 | 0 | 60 | 1 | 60 | 0 | 0 | 0 | 0 | 0 |  | 0 | 1 | 1 | 1 | 1 | 0 | 0
QH | Qinghai Hainan (China Energy Investment) Pastoral Solar and Storage solar project Phase 1 | solar_photovoltaic | 1873 | 3 | 0 | 1 | 0 | 0 | 0 | 0 | 0 | 0 | 0 | 0 | 0 | 1 | 1 | 0 | 300 | 1 | 300 | 0 | 0 | 0 | 0 | 0 |  | 0 | 1 | 1 | 1 | 1 | 0 | 0
QH | Qinghai Hainan (China Energy Investment) Pastoral Solar and Storage solar project Phase 2 | solar_photovoltaic | 1874 | 3 | 0 | 1 | 0 | 0 | 0 | 0 | 0 | 0 | 0 | 0 | 0 | 1 | 1 | 0 | 200 | 1 | 200 | 0 | 0 | 0 | 0 | 0 |  | 0 | 1 | 1 | 1 | 1 | 0 | 0
QH | Qinghai Hainan (China Energy Investment) Pastoral Solar and Storage solar project Phase 3 | solar_photovoltaic | 1875 | 3 | 0 | 1 | 0 | 0 | 0 | 0 | 0 | 0 | 0 | 0 | 0 | 1 | 1 | 0 | 300 | 1 | 300 | 0 | 0 | 0 | 0 | 0 |  | 0 | 1 | 1 | 1 | 1 | 0 | 0
QH | Qinghai Hainan (China Energy Investment) Pastoral Solar and Storage solar project Phase 4 | solar_photovoltaic | 1876 | 3 | 0 | 1 | 0 | 0 | 0 | 0 | 0 | 0 | 0 | 0 | 0 | 1 | 1 | 0 | 200 | 1 | 200 | 0 | 0 | 0 | 0 | 0 |  | 0 | 1 | 1 | 1 | 1 | 0 | 0
QH | Qinghai Hainan (Guoneng) I Source/Grid/Load/Storage solar farm Phase 1 | solar_photovoltaic | 1877 | 3 | 0 | 1 | 0 | 0 | 0 | 0 | 0 | 0 | 0 | 0 | 0 | 1 | 1 | 0 | 425 | 1 | 425 | 0 | 0 | 0 | 0 | 0 |  | 0 | 1 | 1 | 1 | 1 | 0 | 0
QH | Qinghai Hainan (Jinko) "Source/Grid/Load/Storage" solar farm | solar_photovoltaic | 1878 | 3 | 0 | 1 | 0 | 0 | 0 | 0 | 0 | 0 | 0 | 0 | 0 | 1 | 1 | 0 | 250 | 1 | 250 | 0 | 0 | 0 | 0 | 0 |  | 0 | 1 | 1 | 1 | 1 | 0 | 0
QH | Qinghai Hainan 1000 MW Photovoltaic Base (Yellow River Upstream) solar power plant | solar_photovoltaic | 1879 | 3 | 0 | 1 | 0 | 0 | 0 | 0 | 0 | 0 | 0 | 0 | 0 | 1 | 1 | 0 | 500 | 1 | 500 | 0 | 0 | 0 | 0 | 0 |  | 0 | 1 | 1 | 1 | 1 | 0 | 0
QH | Qinghai Hainan 1000 MW Photovoltaic Base (Yellow River Upstream) solar power plant Phase 2 | solar_photovoltaic | 1880 | 3 | 0 | 1 | 0 | 0 | 0 | 0 | 0 | 0 | 0 | 0 | 0 | 1 | 1 | 0 | 500 | 1 | 500 | 0 | 0 | 0 | 0 | 0 |  | 0 | 1 | 1 | 1 | 1 | 0 | 0
QH | Qinghai Hainan 3000 MW Photovoltaic Base (Huaneng) solar power plant | solar_photovoltaic | 1881 | 3 | 0 | 1 | 0 | 0 | 0 | 0 | 0 | 0 | 0 | 0 | 0 | 1 | 1 | 0 | 500 | 1 | 500 | 0 | 0 | 0 | 0 | 0 |  | 0 | 1 | 1 | 1 | 1 | 0 | 0
QH | Qinghai Hainan Gonghe Guangheng solar farm | solar_photovoltaic | 1882 | 3 | 0 | 1 | 0 | 0 | 0 | 0 | 0 | 0 | 0 | 0 | 0 | 1 | 1 | 0 | 20 | 1 | 20 | 0 | 0 | 0 | 0 | 0 |  | 0 | 1 | 1 | 1 | 1 | 0 | 0
QH | Qinghai Hainan Gonghe Juya solar farm | solar_photovoltaic | 1883 | 3 | 0 | 1 | 0 | 0 | 0 | 0 | 0 | 0 | 0 | 0 | 0 | 1 | 1 | 0 | 20 | 1 | 20 | 0 | 0 | 0 | 0 | 0 |  | 0 | 1 | 1 | 1 | 1 | 0 | 0
QH | Qinghai Hainan Gonghe Zhonghui solar farm | solar_photovoltaic | 1884 | 3 | 0 | 1 | 0 | 0 | 0 | 0 | 0 | 0 | 0 | 0 | 0 | 1 | 1 | 0 | 100 | 1 | 100 | 0 | 0 | 0 | 0 | 0 |  | 0 | 1 | 1 | 1 | 1 | 0 | 0
QH | Qinghai Hainan Prefecture Qingshui solar farm | solar_photovoltaic | 1885 | 3 | 0 | 1 | 0 | 0 | 0 | 0 | 0 | 0 | 0 | 0 | 0 | 1 | 1 | 0 | 50 | 1 | 50 | 0 | 0 | 0 | 0 | 0 |  | 0 | 1 | 1 | 1 | 1 | 0 | 0
QH | Qinghai Hainan Prefecture Solar Ecological Park Plot solar project | solar_photovoltaic | 1886 | 3 | 0 | 1 | 0 | 0 | 0 | 0 | 0 | 0 | 0 | 0 | 0 | 1 | 1 | 0 | 15 | 1 | 15 | 0 | 0 | 0 | 0 | 0 |  | 0 | 1 | 1 | 1 | 1 | 0 | 0
QH | Qinghai Hainan solar/storage complex | solar_photovoltaic | 1887 | 3 | 0 | 1 | 0 | 0 | 0 | 0 | 0 | 0 | 0 | 0 | 0 | 1 | 1 | 0 | 1000 | 1 | 1000 | 0 | 0 | 0 | 0 | 0 |  | 0 | 1 | 1 | 1 | 1 | 0 | 0
QH | Qinghai Hainan Source/Grid/Load/Storage (China Nuclear) wind and solar farm | solar_photovoltaic | 1888 | 3 | 0 | 1 | 0 | 0 | 0 | 0 | 0 | 0 | 0 | 0 | 0 | 1 | 1 | 0 | 800 | 1 | 800 | 0 | 0 | 0 | 0 | 0 |  | 0 | 1 | 1 | 1 | 1 | 0 | 0
QH | Qinghai Hainan State Solar Power Industrial Park solar farm | solar_photovoltaic | 1889 | 3 | 0 | 1 | 0 | 0 | 0 | 0 | 0 | 0 | 0 | 0 | 0 | 1 | 1 | 0 | 20 | 1 | 20 | 0 | 0 | 0 | 0 | 0 |  | 0 | 1 | 1 | 1 | 1 | 0 | 0
QH | Qinghai Hainan Storage And solar farm | solar_photovoltaic | 1890 | 3 | 0 | 1 | 0 | 0 | 0 | 0 | 0 | 0 | 0 | 0 | 0 | 1 | 1 | 0 | 499.8 | 1 | 499.8 | 0 | 0 | 0 | 0 | 0 |  | 0 | 1 | 1 | 1 | 1 | 0 | 0
QH | Qinghai Hainan Talatan 1 solar farm | solar_photovoltaic | 1891 | 3 | 0 | 1 | 0 | 0 | 0 | 0 | 0 | 0 | 0 | 0 | 0 | 1 | 1 | 0 | 1000 | 1 | 1000 | 0 | 0 | 0 | 0 | 0 |  | 0 | 1 | 1 | 1 | 1 | 0 | 0
QH | Qinghai Hainan Talatan 3 solar farm | solar_photovoltaic | 1892 | 3 | 0 | 1 | 0 | 0 | 0 | 0 | 0 | 0 | 0 | 0 | 0 | 1 | 1 | 0 | 500 | 1 | 500 | 0 | 0 | 0 | 0 | 0 |  | 0 | 1 | 1 | 1 | 1 | 0 | 0
QH | Qinghai Hainan Talatan 5 solar farm | solar_photovoltaic | 1893 | 3 | 0 | 1 | 0 | 0 | 0 | 0 | 0 | 0 | 0 | 0 | 0 | 1 | 1 | 0 | 500 | 1 | 500 | 0 | 0 | 0 | 0 | 0 |  | 0 | 1 | 1 | 1 | 1 | 0 | 0
QH | Qinghai Hainanzhou (Jingneng) solar farm Phase 4 | solar_photovoltaic | 1894 | 3 | 0 | 1 | 0 | 0 | 0 | 0 | 0 | 0 | 0 | 0 | 0 | 1 | 1 | 0 | 100 | 1 | 100 | 0 | 0 | 0 | 0 | 0 |  | 0 | 1 | 1 | 1 | 1 | 0 | 0
QH | Qinghai Hainanzhou 2020-14 Plot solar farm | solar_photovoltaic | 1895 | 3 | 0 | 1 | 0 | 0 | 0 | 0 | 0 | 0 | 0 | 0 | 0 | 1 | 1 | 0 | 100 | 1 | 100 | 0 | 0 | 0 | 0 | 0 |  | 0 | 1 | 1 | 1 | 1 | 0 | 0
QH | Qinghai Hainanzhou 2020-15 Plot solar farm | solar_photovoltaic | 1896 | 3 | 0 | 1 | 0 | 0 | 0 | 0 | 0 | 0 | 0 | 0 | 0 | 1 | 1 | 0 | 100 | 1 | 100 | 0 | 0 | 0 | 0 | 0 |  | 0 | 1 | 1 | 1 | 1 | 0 | 0
QH | Qinghai Hainanzhou 2020-16 Plot solar farm | solar_photovoltaic | 1897 | 3 | 0 | 1 | 0 | 0 | 0 | 0 | 0 | 0 | 0 | 0 | 0 | 1 | 1 | 0 | 100 | 1 | 100 | 0 | 0 | 0 | 0 | 0 |  | 0 | 1 | 1 | 1 | 1 | 0 | 0
QH | Qinghai Hainanzhou 2020-7 Plot solar farm | solar_photovoltaic | 1898 | 3 | 0 | 1 | 0 | 0 | 0 | 0 | 0 | 0 | 0 | 0 | 0 | 1 | 1 | 0 | 100 | 1 | 100 | 0 | 0 | 0 | 0 | 0 |  | 0 | 1 | 1 | 1 | 1 | 0 | 0
QH | Qinghai Hainanzhou 2020-9 Plot solar farm | solar_photovoltaic | 1899 | 3 | 0 | 1 | 0 | 0 | 0 | 0 | 0 | 0 | 0 | 0 | 0 | 1 | 1 | 0 | 100 | 1 | 100 | 0 | 0 | 0 | 0 | 0 |  | 0 | 1 | 1 | 1 | 1 | 0 | 0
QH | Qinghai Hainanzhou Energy Storage Demonstration solar farm | solar_photovoltaic | 1900 | 3 | 0 | 1 | 0 | 0 | 0 | 0 | 0 | 0 | 0 | 0 | 0 | 1 | 1 | 0 | 20 | 1 | 20 | 0 | 0 | 0 | 0 | 0 |  | 0 | 1 | 1 | 1 | 1 | 0 | 0
QH | Qinghai Hainanzhou Gonghe (Longi) solar farm | solar_photovoltaic | 1901 | 3 | 0 | 1 | 0 | 0 | 0 | 0 | 0 | 0 | 0 | 0 | 0 | 1 | 1 | 0 | 100 | 1 | 100 | 0 | 0 | 0 | 0 | 0 |  | 0 | 1 | 1 | 1 | 1 | 0 | 0
QH | Qinghai Hainanzhou Gonghe Juya solar farm Phase 2 | solar_photovoltaic | 1902 | 3 | 0 | 1 | 0 | 0 | 0 | 0 | 0 | 0 | 0 | 0 | 0 | 1 | 1 | 0 | 25 | 1 | 25 | 0 | 0 | 0 | 0 | 0 |  | 0 | 1 | 1 | 1 | 1 | 0 | 0
QH | Qinghai Hainanzhou Solar Ecological Power Generation Industrial Park 2016-1 Lot solar farm | solar_photovoltaic | 1903 | 3 | 0 | 1 | 0 | 0 | 0 | 0 | 0 | 0 | 0 | 0 | 0 | 1 | 1 | 0 | 100 | 1 | 100 | 0 | 0 | 0 | 0 | 0 |  | 0 | 1 | 1 | 1 | 1 | 0 | 0
QH | Qinghai Haixi (Luneng) Multi-Source Integrated Demonstration Project solar power plant Photovoltaic | solar_photovoltaic | 1904 | 3 | 0 | 1 | 0 | 0 | 0 | 0 | 0 | 0 | 0 | 0 | 0 | 1 | 1 | 0 | 200 | 1 | 200 | 0 | 0 | 0 | 0 | 0 |  | 0 | 1 | 1 | 1 | 1 | 0 | 0
QH | Qinghai Haixi (Luneng) Wutumeiren 200 MW solar power plant | solar_photovoltaic | 1905 | 3 | 0 | 1 | 0 | 0 | 0 | 0 | 0 | 0 | 0 | 0 | 0 | 1 | 1 | 0 | 200 | 1 | 200 | 0 | 0 | 0 | 0 | 0 |  | 0 | 1 | 1 | 1 | 1 | 0 | 0
QH | Qinghai Haixi Clean Heating solar farm | solar_photovoltaic | 1906 | 3 | 0 | 1 | 0 | 0 | 0 | 0 | 0 | 0 | 0 | 0 | 0 | 1 | 1 | 0 | 250 | 1 | 250 | 0 | 0 | 0 | 0 | 0 |  | 0 | 1 | 1 | 1 | 1 | 0 | 0
QH | Qinghai Haixi Dachaidan (China Energy Investment) solar project Phase 1 | solar_photovoltaic | 1907 | 3 | 0 | 1 | 0 | 0 | 0 | 0 | 0 | 0 | 0 | 0 | 0 | 1 | 1 | 0 | 500 | 1 | 500 | 0 | 0 | 0 | 0 | 0 |  | 0 | 1 | 1 | 1 | 1 | 0 | 0
QH | Qinghai Haixi Dachaidan (China Energy Investment) solar project Phase 2 | solar_photovoltaic | 1908 | 3 | 0 | 1 | 0 | 0 | 0 | 0 | 0 | 0 | 0 | 0 | 0 | 1 | 1 | 0 | 500 | 1 | 500 | 0 | 0 | 0 | 0 | 0 |  | 0 | 1 | 1 | 1 | 1 | 0 | 0
QH | Qinghai Haixi Delingha Ruiqida solar farm | solar_photovoltaic | 1909 | 3 | 0 | 1 | 0 | 0 | 0 | 0 | 0 | 0 | 0 | 0 | 0 | 1 | 1 | 0 | 30 | 1 | 30 | 0 | 0 | 0 | 0 | 0 |  | 0 | 1 | 1 | 1 | 1 | 0 | 0
QH | Qinghai Haixi Lenghu (CGN) solar farm | solar_photovoltaic | 1910 | 3 | 0 | 1 | 0 | 0 | 0 | 0 | 0 | 0 | 0 | 0 | 0 | 1 | 1 | 0 | 50 | 1 | 50 | 0 | 0 | 0 | 0 | 0 |  | 0 | 1 | 1 | 1 | 1 | 0 | 0
QH | Qinghai Haixi Wulan Dongdatan solar farm | solar_photovoltaic | 1911 | 3 | 0 | 1 | 0 | 0 | 0 | 0 | 0 | 0 | 0 | 0 | 0 | 1 | 1 | 0 | 50 | 1 | 50 | 0 | 0 | 0 | 0 | 0 |  | 0 | 1 | 1 | 1 | 1 | 0 | 0
QH | Qinghai Haixi Wutumeiren (Chukai) solar farm | solar_photovoltaic | 1912 | 3 | 0 | 1 | 0 | 0 | 0 | 0 | 0 | 0 | 0 | 0 | 0 | 1 | 1 | 0 | 50 | 1 | 50 | 0 | 0 | 0 | 0 | 0 |  | 0 | 1 | 1 | 1 | 1 | 0 | 0
QH | Qinghai Haixi Wutumeiren (Gangqing) solar farm | solar_photovoltaic | 1913 | 3 | 0 | 1 | 0 | 0 | 0 | 0 | 0 | 0 | 0 | 0 | 0 | 1 | 1 | 0 | 50 | 1 | 50 | 0 | 0 | 0 | 0 | 0 |  | 0 | 1 | 1 | 1 | 1 | 0 | 0
QH | Qinghai Haixi Wutumeiren (Jinkunlun) solar farm | solar_photovoltaic | 1914 | 3 | 0 | 1 | 0 | 0 | 0 | 0 | 0 | 0 | 0 | 0 | 0 | 1 | 1 | 0 | 50 | 1 | 50 | 0 | 0 | 0 | 0 | 0 |  | 0 | 1 | 1 | 1 | 1 | 0 | 0
QH | Qinghai Haixi Wutumeiren (SPIC Jinyuan) solar farm | solar_photovoltaic | 1915 | 3 | 0 | 1 | 0 | 0 | 0 | 0 | 0 | 0 | 0 | 0 | 0 | 1 | 1 | 0 | 100 | 1 | 100 | 0 | 0 | 0 | 0 | 0 |  | 0 | 1 | 1 | 1 | 1 | 0 | 0
QH | Qinghai Haixi Wutumeiren (Three Gorges) solar farm | solar_photovoltaic | 1916 | 3 | 0 | 1 | 0 | 0 | 0 | 0 | 0 | 0 | 0 | 0 | 0 | 1 | 1 | 0 | 100 | 1 | 100 | 0 | 0 | 0 | 0 | 0 |  | 0 | 1 | 1 | 1 | 1 | 0 | 0
QH | Qinghai Haixi Wutumeiren 2 solar farm | solar_photovoltaic | 1917 | 3 | 0 | 1 | 0 | 0 | 0 | 0 | 0 | 0 | 0 | 0 | 0 | 1 | 1 | 0 | 100 | 1 | 100 | 0 | 0 | 0 | 0 | 0 |  | 0 | 1 | 1 | 1 | 1 | 0 | 0
QH | Qinghai Haixi Wutumeiren 3 solar farm | solar_photovoltaic | 1918 | 3 | 0 | 1 | 0 | 0 | 0 | 0 | 0 | 0 | 0 | 0 | 0 | 1 | 1 | 0 | 100 | 1 | 100 | 0 | 0 | 0 | 0 | 0 |  | 0 | 1 | 1 | 1 | 1 | 0 | 0
QH | Qinghai Haixizhou Delingha Yagui solar farm | solar_photovoltaic | 1919 | 3 | 0 | 1 | 0 | 0 | 0 | 0 | 0 | 0 | 0 | 0 | 0 | 1 | 1 | 0 | 60 | 1 | 60 | 0 | 0 | 0 | 0 | 0 |  | 0 | 1 | 1 | 1 | 1 | 0 | 0
QH | Qinghai Haixizhou Golmud (CGN) solar farm #3 | solar_photovoltaic | 1920 | 3 | 0 | 1 | 0 | 0 | 0 | 0 | 0 | 0 | 0 | 0 | 0 | 1 | 1 | 0 | 100 | 1 | 100 | 0 | 0 | 0 | 0 | 0 |  | 0 | 1 | 1 | 1 | 1 | 0 | 0
QH | Qinghai Haixizhou Golmud (National Energy) solar farm #2 | solar_photovoltaic | 1921 | 3 | 0 | 1 | 0 | 0 | 0 | 0 | 0 | 0 | 0 | 0 | 0 | 1 | 1 | 0 | 100 | 1 | 100 | 0 | 0 | 0 | 0 | 0 |  | 0 | 1 | 1 | 1 | 1 | 0 | 0
QH | Qinghai Hualong Agriculture solar farm | solar_photovoltaic | 1922 | 3 | 0 | 1 | 0 | 0 | 0 | 0 | 0 | 0 | 0 | 0 | 0 | 1 | 1 | 0 | 250 | 1 | 250 | 0 | 0 | 0 | 0 | 0 |  | 0 | 1 | 1 | 1 | 1 | 0 | 0
QH | Qinghai Hualong Chaidamu solar farm | solar_photovoltaic | 1923 | 3 | 0 | 1 | 0 | 0 | 0 | 0 | 0 | 0 | 0 | 0 | 0 | 1 | 1 | 0 | 20 | 1 | 20 | 0 | 0 | 0 | 0 | 0 |  | 0 | 1 | 1 | 1 | 1 | 0 | 0
QH | Qinghai Hualong Pastoral solar farm | solar_photovoltaic | 1924 | 3 | 0 | 1 | 0 | 0 | 0 | 0 | 0 | 0 | 0 | 0 | 0 | 1 | 1 | 0 | 250 | 1 | 250 | 0 | 0 | 0 | 0 | 0 |  | 0 | 1 | 1 | 1 | 1 | 0 | 0
QH | Qinghai Hualong Ruiqida solar farm Phase 1 | solar_photovoltaic | 1925 | 3 | 0 | 1 | 0 | 0 | 0 | 0 | 0 | 0 | 0 | 0 | 0 | 1 | 1 | 0 | 20 | 1 | 20 | 0 | 0 | 0 | 0 | 0 |  | 0 | 1 | 1 | 1 | 1 | 0 | 0
QH | Qinghai Hualong Xiehe solar farm Phase 1 | solar_photovoltaic | 1926 | 3 | 0 | 1 | 0 | 0 | 0 | 0 | 0 | 0 | 0 | 0 | 0 | 1 | 1 | 0 | 20 | 1 | 20 | 0 | 0 | 0 | 0 | 0 |  | 0 | 1 | 1 | 1 | 1 | 0 | 0
QH | Qinghai Huaneng Taiyuan Xinghualing District Rooftop solar project | solar_photovoltaic | 1927 | 3 | 0 | 1 | 0 | 0 | 0 | 0 | 0 | 0 | 0 | 0 | 0 | 1 | 1 | 0 | 2.7 | 1 | 2.7 | 0 | 0 | 0 | 0 | 0 |  | 0 | 1 | 1 | 1 | 1 | 0 | 0
QH | Qinghai Huangnan Jianzhatan (State Power Investment) solar farm | solar_photovoltaic | 1928 | 3 | 0 | 1 | 0 | 0 | 0 | 0 | 0 | 0 | 0 | 0 | 0 | 1 | 1 | 0 | 300 | 1 | 300 | 0 | 0 | 0 | 0 | 0 |  | 0 | 1 | 1 | 1 | 1 | 0 | 0
QH | Qinghai Huangnan Jianzhatan Pastoral solar farm with storage | solar_photovoltaic | 1929 | 3 | 0 | 1 | 0 | 0 | 0 | 0 | 0 | 0 | 0 | 0 | 0 | 1 | 1 | 0 | 400 | 1 | 400 | 0 | 0 | 0 | 0 | 0 |  | 0 | 1 | 1 | 1 | 1 | 0 | 0
QH | Qinghai Huangzhong Poverty Alleviation solar farm | solar_photovoltaic | 1930 | 3 | 0 | 1 | 0 | 0 | 0 | 0 | 0 | 0 | 0 | 0 | 0 | 1 | 1 | 0 | 34.1 | 1 | 34.1 | 0 | 0 | 0 | 0 | 0 |  | 0 | 1 | 1 | 1 | 1 | 0 | 0
QH | Qinghai Huzhu CECEP solar farm | solar_photovoltaic | 1931 | 3 | 0 | 1 | 0 | 0 | 0 | 0 | 0 | 0 | 0 | 0 | 0 | 1 | 1 | 0 | 20 | 1 | 20 | 0 | 0 | 0 | 0 | 0 |  | 0 | 1 | 1 | 1 | 1 | 0 | 0
QH | Qinghai Huzhu Haoyang solar farm | solar_photovoltaic | 1932 | 3 | 0 | 1 | 0 | 0 | 0 | 0 | 0 | 0 | 0 | 0 | 0 | 1 | 1 | 0 | 40 | 1 | 40 | 0 | 0 | 0 | 0 | 0 |  | 0 | 1 | 1 | 1 | 1 | 0 | 0
QH | Qinghai Huzhu Zhongxinneng solar farm | solar_photovoltaic | 1933 | 3 | 0 | 1 | 0 | 0 | 0 | 0 | 0 | 0 | 0 | 0 | 0 | 1 | 1 | 0 | 40 | 1 | 40 | 0 | 0 | 0 | 0 | 0 |  | 0 | 1 | 1 | 1 | 1 | 0 | 0
QH | Qinghai Jianzha Huatuo solar farm | solar_photovoltaic | 1934 | 3 | 0 | 1 | 0 | 0 | 0 | 0 | 0 | 0 | 0 | 0 | 0 | 1 | 1 | 0 | 20 | 1 | 20 | 0 | 0 | 0 | 0 | 0 |  | 0 | 1 | 1 | 1 | 1 | 0 | 0
QH | Qinghai Mangya Lenghu Unsubsidized Wind/Solar Integrated project Phase 1 | solar_photovoltaic | 1935 | 3 | 0 | 1 | 0 | 0 | 0 | 0 | 0 | 0 | 0 | 0 | 0 | 1 | 1 | 0 | 100 | 1 | 100 | 0 | 0 | 0 | 0 | 0 |  | 0 | 1 | 1 | 1 | 1 | 0 | 0
QH | Qinghai Province Dachaidan Xitieshan CECEP Grid-Connected solar farm Phase 2 | solar_photovoltaic | 1936 | 3 | 0 | 1 | 0 | 0 | 0 | 0 | 0 | 0 | 0 | 0 | 0 | 1 | 1 | 0 | 20 | 1 | 20 | 0 | 0 | 0 | 0 | 0 |  | 0 | 1 | 1 | 1 | 1 | 0 | 0
QH | Qinghai Province Dachaidan Xitieshan CECEP Grid-Connected solar farm Phase 3 | solar_photovoltaic | 1937 | 3 | 0 | 1 | 0 | 0 | 0 | 0 | 0 | 0 | 0 | 0 | 0 | 1 | 1 | 0 | 20 | 1 | 20 | 0 | 0 | 0 | 0 | 0 |  | 0 | 1 | 1 | 1 | 1 | 0 | 0
QH | Qinghai Province Dachaidan Xitieshan CGN Grid-Connected solar farm Phase 2 | solar_photovoltaic | 1938 | 3 | 0 | 1 | 0 | 0 | 0 | 0 | 0 | 0 | 0 | 0 | 0 | 1 | 1 | 0 | 30 | 1 | 30 | 0 | 0 | 0 | 0 | 0 |  | 0 | 1 | 1 | 1 | 1 | 0 | 0
QH | Qinghai Province Dachaidan Xitieshan CGN Grid-Connected solar farm Phase 3 | solar_photovoltaic | 1939 | 3 | 0 | 1 | 0 | 0 | 0 | 0 | 0 | 0 | 0 | 0 | 0 | 1 | 1 | 0 | 60 | 1 | 60 | 0 | 0 | 0 | 0 | 0 |  | 0 | 1 | 1 | 1 | 1 | 0 | 0
QH | Qinghai Province Delingha "Front Runner" solar farm A1 | solar_photovoltaic | 1940 | 3 | 0 | 1 | 0 | 0 | 0 | 0 | 0 | 0 | 0 | 0 | 0 | 1 | 1 | 0 | 100 | 1 | 100 | 0 | 0 | 0 | 0 | 0 |  | 0 | 1 | 1 | 1 | 1 | 0 | 0
QH | Qinghai Province Delingha "Front Runner" solar farm A2 | solar_photovoltaic | 1941 | 3 | 0 | 1 | 0 | 0 | 0 | 0 | 0 | 0 | 0 | 0 | 0 | 1 | 1 | 0 | 100 | 1 | 100 | 0 | 0 | 0 | 0 | 0 |  | 0 | 1 | 1 | 1 | 1 | 0 | 0
QH | Qinghai Province Delingha "Front Runner" solar farm A3 | solar_photovoltaic | 1942 | 3 | 0 | 1 | 0 | 0 | 0 | 0 | 0 | 0 | 0 | 0 | 0 | 1 | 1 | 0 | 100 | 1 | 100 | 0 | 0 | 0 | 0 | 0 |  | 0 | 1 | 1 | 1 | 1 | 0 | 0
QH | Qinghai Province Delingha "Front Runner" solar farm A4 | solar_photovoltaic | 1943 | 3 | 0 | 1 | 0 | 0 | 0 | 0 | 0 | 0 | 0 | 0 | 0 | 1 | 1 | 0 | 100 | 1 | 100 | 0 | 0 | 0 | 0 | 0 |  | 0 | 1 | 1 | 1 | 1 | 0 | 0
QH | Qinghai Province Delingha "Front Runner" solar farm A5 | solar_photovoltaic | 1944 | 3 | 0 | 1 | 0 | 0 | 0 | 0 | 0 | 0 | 0 | 0 | 0 | 1 | 1 | 0 | 100 | 1 | 100 | 0 | 0 | 0 | 0 | 0 |  | 0 | 1 | 1 | 1 | 1 | 0 | 0
QH | Qinghai Province Delingha Bailu solar farm | solar_photovoltaic | 1945 | 3 | 0 | 1 | 0 | 0 | 0 | 0 | 0 | 0 | 0 | 0 | 0 | 1 | 1 | 0 | 30 | 1 | 30 | 0 | 0 | 0 | 0 | 0 |  | 0 | 1 | 1 | 1 | 1 | 0 | 0
QH | Qinghai Province Delingha Datang solar farm Phase 2 | solar_photovoltaic | 1946 | 3 | 0 | 1 | 0 | 0 | 0 | 0 | 0 | 0 | 0 | 0 | 0 | 1 | 1 | 0 | 20 | 1 | 20 | 0 | 0 | 0 | 0 | 0 |  | 0 | 1 | 1 | 1 | 1 | 0 | 0
QH | Qinghai Province Delingha Datang solar farm Phase 3 | solar_photovoltaic | 1947 | 3 | 0 | 1 | 0 | 0 | 0 | 0 | 0 | 0 | 0 | 0 | 0 | 1 | 1 | 0 | 20 | 1 | 20 | 0 | 0 | 0 | 0 | 0 |  | 0 | 1 | 1 | 1 | 1 | 0 | 0
QH | Qinghai Province Delingha Huanghe Medium Hydropower solar farm Phase 2 | solar_photovoltaic | 1948 | 3 | 0 | 1 | 0 | 0 | 0 | 0 | 0 | 0 | 0 | 0 | 0 | 1 | 1 | 0 | 40 | 1 | 40 | 0 | 0 | 0 | 0 | 0 |  | 0 | 1 | 1 | 1 | 1 | 0 | 0
QH | Qinghai Province Delingha Linuo solar farm Phase 1 | solar_photovoltaic | 1949 | 3 | 0 | 1 | 0 | 0 | 0 | 0 | 0 | 0 | 0 | 0 | 0 | 1 | 1 | 0 | 30 | 1 | 30 | 0 | 0 | 0 | 0 | 0 |  | 0 | 1 | 1 | 1 | 1 | 0 | 0
QH | Qinghai Province Delingha Linuo solar farm Phase 2 | solar_photovoltaic | 1950 | 3 | 0 | 1 | 0 | 0 | 0 | 0 | 0 | 0 | 0 | 0 | 0 | 1 | 1 | 0 | 20 | 1 | 20 | 0 | 0 | 0 | 0 | 0 |  | 0 | 1 | 1 | 1 | 1 | 0 | 0
QH | Qinghai Province Delingha Three Gorges solar farm | solar_photovoltaic | 1951 | 3 | 0 | 1 | 0 | 0 | 0 | 0 | 0 | 0 | 0 | 0 | 0 | 1 | 1 | 0 | 20 | 1 | 20 | 0 | 0 | 0 | 0 | 0 |  | 0 | 1 | 1 | 1 | 1 | 0 | 0
QH | Qinghai Province Delingha Xiehe solar farm Phase 2 | solar_photovoltaic | 1952 | 3 | 0 | 1 | 0 | 0 | 0 | 0 | 0 | 0 | 0 | 0 | 0 | 1 | 1 | 0 | 20 | 1 | 20 | 0 | 0 | 0 | 0 | 0 |  | 0 | 1 | 1 | 1 | 1 | 0 | 0
QH | Qinghai Province Delingha Xiehe solar farm Phase 3 | solar_photovoltaic | 1953 | 3 | 0 | 1 | 0 | 0 | 0 | 0 | 0 | 0 | 0 | 0 | 0 | 1 | 1 | 0 | 20 | 1 | 20 | 0 | 0 | 0 | 0 | 0 |  | 0 | 1 | 1 | 1 | 1 | 0 | 0
QH | Qinghai Province Golmud Beikong Grid-Connected solar farm Phase 1 | solar_photovoltaic | 1954 | 3 | 0 | 1 | 0 | 0 | 0 | 0 | 0 | 0 | 0 | 0 | 0 | 1 | 1 | 0 | 20 | 1 | 20 | 0 | 0 | 0 | 0 | 0 |  | 0 | 1 | 1 | 1 | 1 | 0 | 0
QH | Qinghai Province Golmud Beikong Grid-Connected solar farm Phase 2 | solar_photovoltaic | 1955 | 3 | 0 | 1 | 0 | 0 | 0 | 0 | 0 | 0 | 0 | 0 | 0 | 1 | 1 | 0 | 20 | 1 | 20 | 0 | 0 | 0 | 0 | 0 |  | 0 | 1 | 1 | 1 | 1 | 0 | 0
QH | Qinghai Province Golmud Beikong Grid-Connected solar farm Phase 3 | solar_photovoltaic | 1956 | 3 | 0 | 1 | 0 | 0 | 0 | 0 | 0 | 0 | 0 | 0 | 0 | 1 | 1 | 0 | 20 | 1 | 20 | 0 | 0 | 0 | 0 | 0 |  | 0 | 1 | 1 | 1 | 1 | 0 | 0
QH | Qinghai Province Golmud Beikong Grid-Connected solar farm Phase 4 | solar_photovoltaic | 1957 | 3 | 0 | 1 | 0 | 0 | 0 | 0 | 0 | 0 | 0 | 0 | 0 | 1 | 1 | 0 | 30 | 1 | 30 | 0 | 0 | 0 | 0 | 0 |  | 0 | 1 | 1 | 1 | 1 | 0 | 0
QH | Qinghai Province Golmud Beikong Grid-Connected solar farm Phase 5 | solar_photovoltaic | 1958 | 3 | 0 | 1 | 0 | 0 | 0 | 0 | 0 | 0 | 0 | 0 | 0 | 1 | 1 | 0 | 30 | 1 | 30 | 0 | 0 | 0 | 0 | 0 |  | 0 | 1 | 1 | 1 | 1 | 0 | 0
QH | Qinghai Province Golmud Datang Grid-Connected solar farm Phase 2 | solar_photovoltaic | 1959 | 3 | 0 | 1 | 0 | 0 | 0 | 0 | 0 | 0 | 0 | 0 | 0 | 1 | 1 | 0 | 20 | 1 | 20 | 0 | 0 | 0 | 0 | 0 |  | 0 | 1 | 1 | 1 | 1 | 0 | 0
QH | Qinghai Province Golmud Datang International solar farm Phase 1 | solar_photovoltaic | 1960 | 3 | 0 | 1 | 0 | 0 | 0 | 0 | 0 | 0 | 0 | 0 | 0 | 1 | 1 | 0 | 20 | 1 | 20 | 0 | 0 | 0 | 0 | 0 |  | 0 | 1 | 1 | 1 | 1 | 0 | 0
QH | Qinghai Province Golmud Datang International solar farm Phase 2 | solar_photovoltaic | 1961 | 3 | 0 | 1 | 0 | 0 | 0 | 0 | 0 | 0 | 0 | 0 | 0 | 1 | 1 | 0 | 20 | 1 | 20 | 0 | 0 | 0 | 0 | 0 |  | 0 | 1 | 1 | 1 | 1 | 0 | 0
QH | Qinghai Province Golmud Datang International solar farm Phase 3 | solar_photovoltaic | 1962 | 3 | 0 | 1 | 0 | 0 | 0 | 0 | 0 | 0 | 0 | 0 | 0 | 1 | 1 | 0 | 50 | 1 | 50 | 0 | 0 | 0 | 0 | 0 |  | 0 | 1 | 1 | 1 | 1 | 0 | 0
QH | Qinghai Province Golmud Guodian Grid-Connected solar farm Phase 1 | solar_photovoltaic | 1963 | 3 | 0 | 1 | 0 | 0 | 0 | 0 | 0 | 0 | 0 | 0 | 0 | 1 | 1 | 0 | 40 | 1 | 40 | 0 | 0 | 0 | 0 | 0 |  | 0 | 1 | 1 | 1 | 1 | 0 | 0
QH | Qinghai Province Golmud Guodian Grid-Connected solar farm Phase 2 | solar_photovoltaic | 1964 | 3 | 0 | 1 | 0 | 0 | 0 | 0 | 0 | 0 | 0 | 0 | 0 | 1 | 1 | 0 | 20 | 1 | 20 | 0 | 0 | 0 | 0 | 0 |  | 0 | 1 | 1 | 1 | 1 | 0 | 0
QH | Qinghai Province Golmud Guodian Grid-Connected solar farm Phase 3 | solar_photovoltaic | 1965 | 3 | 0 | 1 | 0 | 0 | 0 | 0 | 0 | 0 | 0 | 0 | 0 | 1 | 1 | 0 | 50 | 1 | 50 | 0 | 0 | 0 | 0 | 0 |  | 0 | 1 | 1 | 1 | 1 | 0 | 0
QH | Qinghai Province Golmud Huadian Grid-Connected solar farm Phase 2 | solar_photovoltaic | 1966 | 3 | 0 | 1 | 0 | 0 | 0 | 0 | 0 | 0 | 0 | 0 | 0 | 1 | 1 | 0 | 20 | 1 | 20 | 0 | 0 | 0 | 0 | 0 |  | 0 | 1 | 1 | 1 | 1 | 0 | 0
QH | Qinghai Province Golmud Huaneng Grid-Connected solar farm Phase 1 | solar_photovoltaic | 1967 | 3 | 0 | 1 | 0 | 0 | 0 | 0 | 0 | 0 | 0 | 0 | 0 | 1 | 1 | 0 | 20 | 1 | 20 | 0 | 0 | 0 | 0 | 0 |  | 0 | 1 | 1 | 1 | 1 | 0 | 0
QH | Qinghai Province Golmud Huaneng Grid-Connected solar farm Phase 2 | solar_photovoltaic | 1968 | 3 | 0 | 1 | 0 | 0 | 0 | 0 | 0 | 0 | 0 | 0 | 0 | 1 | 1 | 0 | 30 | 1 | 30 | 0 | 0 | 0 | 0 | 0 |  | 0 | 1 | 1 | 1 | 1 | 0 | 0
QH | Qinghai Province Golmud Huaneng Grid-Connected solar farm Phase 3 | solar_photovoltaic | 1969 | 3 | 0 | 1 | 0 | 0 | 0 | 0 | 0 | 0 | 0 | 0 | 0 | 1 | 1 | 0 | 20 | 1 | 20 | 0 | 0 | 0 | 0 | 0 |  | 0 | 1 | 1 | 1 | 1 | 0 | 0
QH | Qinghai Province Golmud Huanghe Hydropower Grid-Connected solar farm Phase 1 | solar_photovoltaic | 1970 | 3 | 0 | 1 | 0 | 0 | 0 | 0 | 0 | 0 | 0 | 0 | 0 | 1 | 1 | 0 | 200 | 1 | 200 | 0 | 0 | 0 | 0 | 0 |  | 0 | 1 | 1 | 1 | 1 | 0 | 0
QH | Qinghai Province Golmud Huanghe Hydropower Grid-Connected solar farm Phase 2 | solar_photovoltaic | 1971 | 3 | 0 | 1 | 0 | 0 | 0 | 0 | 0 | 0 | 0 | 0 | 0 | 1 | 1 | 0 | 100 | 1 | 100 | 0 | 0 | 0 | 0 | 0 |  | 0 | 1 | 1 | 1 | 1 | 0 | 0
QH | Qinghai Province Golmud Huanghe Hydropower Grid-Connected solar farm Phase 3 | solar_photovoltaic | 1972 | 3 | 0 | 1 | 0 | 0 | 0 | 0 | 0 | 0 | 0 | 0 | 0 | 1 | 1 | 0 | 150 | 1 | 150 | 0 | 0 | 0 | 0 | 0 |  | 0 | 1 | 1 | 1 | 1 | 0 | 0
QH | Qinghai Province Golmud Huanghe Medium Type Hydropower Grid-Connected solar farm | solar_photovoltaic | 1973 | 3 | 0 | 1 | 0 | 0 | 0 | 0 | 0 | 0 | 0 | 0 | 0 | 1 | 1 | 0 | 50 | 1 | 50 | 0 | 0 | 0 | 0 | 0 |  | 0 | 1 | 1 | 1 | 1 | 0 | 0
QH | Qinghai Province Golmud Jingneng Grid-Connected solar farm Phase 2 | solar_photovoltaic | 1974 | 3 | 0 | 1 | 0 | 0 | 0 | 0 | 0 | 0 | 0 | 0 | 0 | 1 | 1 | 0 | 20 | 1 | 20 | 0 | 0 | 0 | 0 | 0 |  | 0 | 1 | 1 | 1 | 1 | 0 | 0
QH | Qinghai Province Golmud Jingneng Grid-Connected solar farm Phase 3 | solar_photovoltaic | 1975 | 3 | 0 | 1 | 0 | 0 | 0 | 0 | 0 | 0 | 0 | 0 | 0 | 1 | 1 | 0 | 20 | 1 | 20 | 0 | 0 | 0 | 0 | 0 |  | 0 | 1 | 1 | 1 | 1 | 0 | 0
QH | Qinghai Province Golmud Jingneng Grid-Connected solar farm Phase 4 | solar_photovoltaic | 1976 | 3 | 0 | 1 | 0 | 0 | 0 | 0 | 0 | 0 | 0 | 0 | 0 | 1 | 1 | 0 | 20 | 1 | 20 | 0 | 0 | 0 | 0 | 0 |  | 0 | 1 | 1 | 1 | 1 | 0 | 0
QH | Qinghai Province Golmud Jingneng Grid-Connected solar farm Phase 5 | solar_photovoltaic | 1977 | 3 | 0 | 1 | 0 | 0 | 0 | 0 | 0 | 0 | 0 | 0 | 0 | 1 | 1 | 0 | 30 | 1 | 30 | 0 | 0 | 0 | 0 | 0 |  | 0 | 1 | 1 | 1 | 1 | 0 | 0
QH | Qinghai Province Golmud Liteng Grid-Connected solar farm Phase 2 | solar_photovoltaic | 1978 | 3 | 0 | 1 | 0 | 0 | 0 | 0 | 0 | 0 | 0 | 0 | 0 | 1 | 1 | 0 | 20 | 1 | 20 | 0 | 0 | 0 | 0 | 0 |  | 0 | 1 | 1 | 1 | 1 | 0 | 0
QH | Qinghai Province Golmud Liteng Grid-Connected solar farm Phase 3 | solar_photovoltaic | 1979 | 3 | 0 | 1 | 0 | 0 | 0 | 0 | 0 | 0 | 0 | 0 | 0 | 1 | 1 | 0 | 20 | 1 | 20 | 0 | 0 | 0 | 0 | 0 |  | 0 | 1 | 1 | 1 | 1 | 0 | 0
QH | Qinghai Province Golmud Liteng Grid-Connected solar farm Phase 4 | solar_photovoltaic | 1980 | 3 | 0 | 1 | 0 | 0 | 0 | 0 | 0 | 0 | 0 | 0 | 0 | 1 | 1 | 0 | 20 | 1 | 20 | 0 | 0 | 0 | 0 | 0 |  | 0 | 1 | 1 | 1 | 1 | 0 | 0
QH | Qinghai Province Golmud Longyuan Grid-Connected solar farm Phase 1 | solar_photovoltaic | 1981 | 3 | 0 | 1 | 0 | 0 | 0 | 0 | 0 | 0 | 0 | 0 | 0 | 1 | 1 | 0 | 20 | 1 | 20 | 0 | 0 | 0 | 0 | 0 |  | 0 | 1 | 1 | 1 | 1 | 0 | 0
QH | Qinghai Province Golmud Longyuan Grid-Connected solar farm Phase 2 | solar_photovoltaic | 1982 | 3 | 0 | 1 | 0 | 0 | 0 | 0 | 0 | 0 | 0 | 0 | 0 | 1 | 1 | 0 | 30 | 1 | 30 | 0 | 0 | 0 | 0 | 0 |  | 0 | 1 | 1 | 1 | 1 | 0 | 0
QH | Qinghai Province Golmud Longyuan Grid-Connected solar farm Phase 3 | solar_photovoltaic | 1983 | 3 | 0 | 1 | 0 | 0 | 0 | 0 | 0 | 0 | 0 | 0 | 0 | 1 | 1 | 0 | 20 | 1 | 20 | 0 | 0 | 0 | 0 | 0 |  | 0 | 1 | 1 | 1 | 1 | 0 | 0
QH | Qinghai Province Golmud Longyuan Grid-Connected solar farm Phase 4 | solar_photovoltaic | 1984 | 3 | 0 | 1 | 0 | 0 | 0 | 0 | 0 | 0 | 0 | 0 | 0 | 1 | 1 | 0 | 20 | 1 | 20 | 0 | 0 | 0 | 0 | 0 |  | 0 | 1 | 1 | 1 | 1 | 0 | 0
QH | Qinghai Province Golmud Qinghai Hydropower Grid-Connected solar farm Phase 1 | solar_photovoltaic | 1985 | 3 | 0 | 1 | 0 | 0 | 0 | 0 | 0 | 0 | 0 | 0 | 0 | 1 | 1 | 0 | 20 | 1 | 20 | 0 | 0 | 0 | 0 | 0 |  | 0 | 1 | 1 | 1 | 1 | 0 | 0
QH | Qinghai Province Golmud Qinghai Hydropower Grid-Connected solar farm Phase 2 | solar_photovoltaic | 1986 | 3 | 0 | 1 | 0 | 0 | 0 | 0 | 0 | 0 | 0 | 0 | 0 | 1 | 1 | 0 | 20 | 1 | 20 | 0 | 0 | 0 | 0 | 0 |  | 0 | 1 | 1 | 1 | 1 | 0 | 0
QH | Qinghai Province Golmud Qinghai Hydropower Grid-Connected solar farm Phase 3 | solar_photovoltaic | 1987 | 3 | 0 | 1 | 0 | 0 | 0 | 0 | 0 | 0 | 0 | 0 | 0 | 1 | 1 | 0 | 30 | 1 | 30 | 0 | 0 | 0 | 0 | 0 |  | 0 | 1 | 1 | 1 | 1 | 0 | 0
QH | Qinghai Province Golmud Qinghai Hydropower Grid-Connected solar farm Phase 4 | solar_photovoltaic | 1988 | 3 | 0 | 1 | 0 | 0 | 0 | 0 | 0 | 0 | 0 | 0 | 0 | 1 | 1 | 0 | 40 | 1 | 40 | 0 | 0 | 0 | 0 | 0 |  | 0 | 1 | 1 | 1 | 1 | 0 | 0
QH | Qinghai Province Golmud Rixin Grid-Connected solar farm Phase 2 | solar_photovoltaic | 1989 | 3 | 0 | 1 | 0 | 0 | 0 | 0 | 0 | 0 | 0 | 0 | 0 | 1 | 1 | 0 | 60 | 1 | 60 | 0 | 0 | 0 | 0 | 0 |  | 0 | 1 | 1 | 1 | 1 | 0 | 0
QH | Qinghai Province Golmud Rixin Grid-Connected solar farm Phase 3 | solar_photovoltaic | 1990 | 3 | 0 | 1 | 0 | 0 | 0 | 0 | 0 | 0 | 0 | 0 | 0 | 1 | 1 | 0 | 21 | 1 | 21 | 0 | 0 | 0 | 0 | 0 |  | 0 | 1 | 1 | 1 | 1 | 0 | 0
QH | Qinghai Province Golmud Shanyizhong Grid-Connected solar farm Phase 2 | solar_photovoltaic | 1991 | 3 | 0 | 1 | 0 | 0 | 0 | 0 | 0 | 0 | 0 | 0 | 0 | 1 | 1 | 0 | 20 | 1 | 20 | 0 | 0 | 0 | 0 | 0 |  | 0 | 1 | 1 | 1 | 1 | 0 | 0
QH | Qinghai Province Golmud Shanyizhong Grid-Connected solar farm Phase 3 | solar_photovoltaic | 1992 | 3 | 0 | 1 | 0 | 0 | 0 | 0 | 0 | 0 | 0 | 0 | 0 | 1 | 1 | 0 | 20 | 1 | 20 | 0 | 0 | 0 | 0 | 0 |  | 0 | 1 | 1 | 1 | 1 | 0 | 0
QH | Qinghai Province Golmud Shengguang Grid-Connected solar farm | solar_photovoltaic | 1993 | 3 | 0 | 1 | 0 | 0 | 0 | 0 | 0 | 0 | 0 | 0 | 0 | 1 | 1 | 0 | 50 | 1 | 50 | 0 | 0 | 0 | 0 | 0 |  | 0 | 1 | 1 | 1 | 1 | 0 | 0
QH | Qinghai Province Golmud SPIC Huanghe Hydropower Grid-Connected solar farm | solar_photovoltaic | 1994 | 3 | 0 | 1 | 0 | 0 | 0 | 0 | 0 | 0 | 0 | 0 | 0 | 1 | 1 | 0 | 100 | 1 | 100 | 0 | 0 | 0 | 0 | 0 |  | 0 | 1 | 1 | 1 | 1 | 0 | 0
QH | Qinghai Province Golmud Sunshine Energy Grid-Connected solar farm Phase 2 | solar_photovoltaic | 1995 | 3 | 0 | 1 | 0 | 0 | 0 | 0 | 0 | 0 | 0 | 0 | 0 | 1 | 1 | 0 | 20 | 1 | 20 | 0 | 0 | 0 | 0 | 0 |  | 0 | 1 | 1 | 1 | 1 | 0 | 0
QH | Qinghai Province Golmud Sunshine Energy solar farm Phase 1 | solar_photovoltaic | 1996 | 3 | 0 | 1 | 0 | 0 | 0 | 0 | 0 | 0 | 0 | 0 | 0 | 1 | 1 | 0 | 20 | 1 | 20 | 0 | 0 | 0 | 0 | 0 |  | 0 | 1 | 1 | 1 | 1 | 0 | 0
QH | Qinghai Province Golmud Sunshine Qiheng Grid-Connected solar farm | solar_photovoltaic | 1997 | 3 | 0 | 1 | 0 | 0 | 0 | 0 | 0 | 0 | 0 | 0 | 0 | 1 | 1 | 0 | 30 | 1 | 30 | 0 | 0 | 0 | 0 | 0 |  | 0 | 1 | 1 | 1 | 1 | 0 | 0
QH | Qinghai Province Golmud Three Gorges Grid-Connected solar farm Phase 2 | solar_photovoltaic | 1998 | 3 | 0 | 1 | 0 | 0 | 0 | 0 | 0 | 0 | 0 | 0 | 0 | 1 | 1 | 0 | 20 | 1 | 20 | 0 | 0 | 0 | 0 | 0 |  | 0 | 1 | 1 | 1 | 1 | 0 | 0
QH | Qinghai Province Golmud Three Gorges Grid-Connected solar farm Phase 3 | solar_photovoltaic | 1999 | 3 | 0 | 1 | 0 | 0 | 0 | 0 | 0 | 0 | 0 | 0 | 0 | 1 | 1 | 0 | 20 | 1 | 20 | 0 | 0 | 0 | 0 | 0 |  | 0 | 1 | 1 | 1 | 1 | 0 | 0
QH | Qinghai Province Golmud Three Gorges Grid-Connected solar farm Phase 4 | solar_photovoltaic | 2000 | 3 | 0 | 1 | 0 | 0 | 0 | 0 | 0 | 0 | 0 | 0 | 0 | 1 | 1 | 0 | 50 | 1 | 50 | 0 | 0 | 0 | 0 | 0 |  | 0 | 1 | 1 | 1 | 1 | 0 | 0
QH | Qinghai Province Golmud Zhengtai Grid-Connected solar farm Phase 2 | solar_photovoltaic | 2001 | 3 | 0 | 1 | 0 | 0 | 0 | 0 | 0 | 0 | 0 | 0 | 0 | 1 | 1 | 0 | 20 | 1 | 20 | 0 | 0 | 0 | 0 | 0 |  | 0 | 1 | 1 | 1 | 1 | 0 | 0
QH | Qinghai Province Golmud Zhongdiantou Grid-Connected solar farm Phase 1 | solar_photovoltaic | 2002 | 3 | 0 | 1 | 0 | 0 | 0 | 0 | 0 | 0 | 0 | 0 | 0 | 1 | 1 | 0 | 20 | 1 | 20 | 0 | 0 | 0 | 0 | 0 |  | 0 | 1 | 1 | 1 | 1 | 0 | 0
QH | Qinghai Province Golmud Zhongdiantou Grid-Connected solar farm Phase 2 | solar_photovoltaic | 2003 | 3 | 0 | 1 | 0 | 0 | 0 | 0 | 0 | 0 | 0 | 0 | 0 | 1 | 1 | 0 | 20 | 1 | 20 | 0 | 0 | 0 | 0 | 0 |  | 0 | 1 | 1 | 1 | 1 | 0 | 0
QH | Qinghai Province Gongh Poverty Alleviation solar farm | solar_photovoltaic | 2004 | 3 | 0 | 1 | 0 | 0 | 0 | 0 | 0 | 0 | 0 | 0 | 0 | 1 | 1 | 0 | 100 | 1 | 100 | 0 | 0 | 0 | 0 | 0 |  | 0 | 1 | 1 | 1 | 1 | 0 | 0
QH | Qinghai Province Gonghe Huacheng Grid-Connected solar farm Phase 3 | solar_photovoltaic | 2005 | 3 | 0 | 1 | 0 | 0 | 0 | 0 | 0 | 0 | 0 | 0 | 0 | 1 | 1 | 0 | 20 | 1 | 20 | 0 | 0 | 0 | 0 | 0 |  | 0 | 1 | 1 | 1 | 1 | 0 | 0
QH | Qinghai Province Gonghe Huanghe Hydropower solar farm Phase 1 | solar_photovoltaic | 2006 | 3 | 0 | 1 | 0 | 0 | 0 | 0 | 0 | 0 | 0 | 0 | 0 | 1 | 1 | 0 | 200 | 1 | 200 | 0 | 0 | 0 | 0 | 0 |  | 0 | 1 | 1 | 1 | 1 | 0 | 0
QH | Qinghai Province Gonghe Huanghe Hydropower solar farm Phase 2 | solar_photovoltaic | 2007 | 3 | 0 | 1 | 0 | 0 | 0 | 0 | 0 | 0 | 0 | 0 | 0 | 1 | 1 | 0 | 150 | 1 | 150 | 0 | 0 | 0 | 0 | 0 |  | 0 | 1 | 1 | 1 | 1 | 0 | 0
QH | Qinghai Province Gonghe Huanghe Hydropower solar farm Phase 3 | solar_photovoltaic | 2008 | 3 | 0 | 1 | 0 | 0 | 0 | 0 | 0 | 0 | 0 | 0 | 0 | 1 | 1 | 0 | 200 | 1 | 200 | 0 | 0 | 0 | 0 | 0 |  | 0 | 1 | 1 | 1 | 1 | 0 | 0
QH | Qinghai Province Gonghe Longyangxia Huanghe Hydropower solar farm Phase 1 | solar_photovoltaic | 2009 | 3 | 0 | 1 | 0 | 0 | 0 | 0 | 0 | 0 | 0 | 0 | 0 | 1 | 1 | 0 | 320 | 1 | 320 | 0 | 0 | 0 | 0 | 0 |  | 0 | 1 | 1 | 1 | 1 | 0 | 0
QH | Qinghai Province Gonghe Longyangxia Huanghe Hydropower solar farm Phase 2 | solar_photovoltaic | 2010 | 3 | 0 | 1 | 0 | 0 | 0 | 0 | 0 | 0 | 0 | 0 | 0 | 1 | 1 | 0 | 530 | 1 | 530 | 0 | 0 | 0 | 0 | 0 |  | 0 | 1 | 1 | 1 | 1 | 0 | 0
QH | Qinghai Province Gonghe Qinghai Hydropower Grid-Connected solar farm | solar_photovoltaic | 2011 | 3 | 0 | 1 | 0 | 0 | 0 | 0 | 0 | 0 | 0 | 0 | 0 | 1 | 1 | 0 | 50 | 1 | 50 | 0 | 0 | 0 | 0 | 0 |  | 0 | 1 | 1 | 1 | 1 | 0 | 0
QH | Qinghai Province Gonghe Shineng Grid-Connected solar farm | solar_photovoltaic | 2012 | 3 | 0 | 1 | 0 | 0 | 0 | 0 | 0 | 0 | 0 | 0 | 0 | 1 | 1 | 0 | 30 | 1 | 30 | 0 | 0 | 0 | 0 | 0 |  | 0 | 1 | 1 | 1 | 1 | 0 | 0
QH | Qinghai Province Gonghe SPIC Huanghe Medium Hydropower solar farm | solar_photovoltaic | 2013 | 3 | 0 | 1 | 0 | 0 | 0 | 0 | 0 | 0 | 0 | 0 | 0 | 1 | 1 | 0 | 50 | 1 | 50 | 0 | 0 | 0 | 0 | 0 |  | 0 | 1 | 1 | 1 | 1 | 0 | 0
QH | Qinghai Province Gonghe Three Gorges Zhuma Grid-Connected solar farm | solar_photovoltaic | 2014 | 3 | 0 | 1 | 0 | 0 | 0 | 0 | 0 | 0 | 0 | 0 | 0 | 1 | 1 | 0 | 30 | 1 | 30 | 0 | 0 | 0 | 0 | 0 |  | 0 | 1 | 1 | 1 | 1 | 0 | 0
QH | Qinghai Province Gonghe Tianhua Grid-Connected solar farm | solar_photovoltaic | 2015 | 3 | 0 | 1 | 0 | 0 | 0 | 0 | 0 | 0 | 0 | 0 | 0 | 1 | 1 | 0 | 50 | 1 | 50 | 0 | 0 | 0 | 0 | 0 |  | 0 | 1 | 1 | 1 | 1 | 0 | 0
QH | Qinghai Province Gonghe Xinsheng Grid-Connected solar farm Phase 2 | solar_photovoltaic | 2016 | 3 | 0 | 1 | 0 | 0 | 0 | 0 | 0 | 0 | 0 | 0 | 0 | 1 | 1 | 0 | 20 | 1 | 20 | 0 | 0 | 0 | 0 | 0 |  | 0 | 1 | 1 | 1 | 1 | 0 | 0
QH | Qinghai Province Gonghe Yahui Grid-Connected solar farm Phase 2 | solar_photovoltaic | 2017 | 3 | 0 | 1 | 0 | 0 | 0 | 0 | 0 | 0 | 0 | 0 | 0 | 1 | 1 | 0 | 30 | 1 | 30 | 0 | 0 | 0 | 0 | 0 |  | 0 | 1 | 1 | 1 | 1 | 0 | 0
QH | Qinghai Province Gonghe Zhongli Talesun solar farm Phase 1 | solar_photovoltaic | 2018 | 3 | 0 | 1 | 0 | 0 | 0 | 0 | 0 | 0 | 0 | 0 | 0 | 1 | 1 | 0 | 20 | 1 | 20 | 0 | 0 | 0 | 0 | 0 |  | 0 | 1 | 1 | 1 | 1 | 0 | 0
QH | Qinghai Province Gonghe Zhongli Talesun solar farm Phase 2 | solar_photovoltaic | 2019 | 3 | 0 | 1 | 0 | 0 | 0 | 0 | 0 | 0 | 0 | 0 | 0 | 1 | 1 | 0 | 100 | 1 | 100 | 0 | 0 | 0 | 0 | 0 |  | 0 | 1 | 1 | 1 | 1 | 0 | 0
QH | Qinghai Province Gonghe Zhongli Talesun solar farm Phase 3 | solar_photovoltaic | 2020 | 3 | 0 | 1 | 0 | 0 | 0 | 0 | 0 | 0 | 0 | 0 | 0 | 1 | 1 | 0 | 50 | 1 | 50 | 0 | 0 | 0 | 0 | 0 |  | 0 | 1 | 1 | 1 | 1 | 0 | 0
QH | Qinghai Province Gonghe Zhongli Talesun solar farm Phase 4 | solar_photovoltaic | 2021 | 3 | 0 | 1 | 0 | 0 | 0 | 0 | 0 | 0 | 0 | 0 | 0 | 1 | 1 | 0 | 50 | 1 | 50 | 0 | 0 | 0 | 0 | 0 |  | 0 | 1 | 1 | 1 | 1 | 0 | 0
QH | Qinghai Province Gonghe Zhongli Talesun solar farm Phase 5 | solar_photovoltaic | 2022 | 3 | 0 | 1 | 0 | 0 | 0 | 0 | 0 | 0 | 0 | 0 | 0 | 1 | 1 | 0 | 100 | 1 | 100 | 0 | 0 | 0 | 0 | 0 |  | 0 | 1 | 1 | 1 | 1 | 0 | 0
QH | Qinghai Province Haibei Gangcha Wuxian Grid-Connected solar farm Phase 1 | solar_photovoltaic | 2023 | 3 | 0 | 1 | 0 | 0 | 0 | 0 | 0 | 0 | 0 | 0 | 0 | 1 | 1 | 0 | 20 | 1 | 20 | 0 | 0 | 0 | 0 | 0 |  | 0 | 1 | 1 | 1 | 1 | 0 | 0
QH | Qinghai Province Haibei Gangcha Wuxian Grid-Connected solar farm Phase 2 | solar_photovoltaic | 2024 | 3 | 0 | 1 | 0 | 0 | 0 | 0 | 0 | 0 | 0 | 0 | 0 | 1 | 1 | 0 | 20 | 1 | 20 | 0 | 0 | 0 | 0 | 0 |  | 0 | 1 | 1 | 1 | 1 | 0 | 0
QH | Qinghai Province Haibei Gangcha Yizhao Grid-Connected solar farm Phase 2 | solar_photovoltaic | 2025 | 3 | 0 | 1 | 0 | 0 | 0 | 0 | 0 | 0 | 0 | 0 | 0 | 1 | 1 | 0 | 20 | 1 | 20 | 0 | 0 | 0 | 0 | 0 |  | 0 | 1 | 1 | 1 | 1 | 0 | 0
QH | Qinghai Province Hainanzhou Gonghe Beixiang Grid-Connected solar farm Phase 2 | solar_photovoltaic | 2026 | 3 | 0 | 1 | 0 | 0 | 0 | 0 | 0 | 0 | 0 | 0 | 0 | 1 | 1 | 0 | 20 | 1 | 20 | 0 | 0 | 0 | 0 | 0 |  | 0 | 1 | 1 | 1 | 1 | 0 | 0
QH | Qinghai Province Hainanzhou Gonghe Beixiang Grid-Connected solar farm Phase 3 | solar_photovoltaic | 2027 | 3 | 0 | 1 | 0 | 0 | 0 | 0 | 0 | 0 | 0 | 0 | 0 | 1 | 1 | 0 | 20 | 1 | 20 | 0 | 0 | 0 | 0 | 0 |  | 0 | 1 | 1 | 1 | 1 | 0 | 0
QH | Qinghai Province Hainanzhou Gonghe Datang Grid-Connected solar farm Phase 1 | solar_photovoltaic | 2028 | 3 | 0 | 1 | 0 | 0 | 0 | 0 | 0 | 0 | 0 | 0 | 0 | 1 | 1 | 0 | 20 | 1 | 20 | 0 | 0 | 0 | 0 | 0 |  | 0 | 1 | 1 | 1 | 1 | 0 | 0
QH | Qinghai Province Hainanzhou Gonghe Datang Grid-Connected solar farm Phase 2 | solar_photovoltaic | 2029 | 3 | 0 | 1 | 0 | 0 | 0 | 0 | 0 | 0 | 0 | 0 | 0 | 1 | 1 | 0 | 20 | 1 | 20 | 0 | 0 | 0 | 0 | 0 |  | 0 | 1 | 1 | 1 | 1 | 0 | 0
QH | Qinghai Province Hainanzhou Gonghe Guangke Grid-Connected solar farm Phase 2 | solar_photovoltaic | 2030 | 3 | 0 | 1 | 0 | 0 | 0 | 0 | 0 | 0 | 0 | 0 | 0 | 1 | 1 | 0 | 30 | 1 | 30 | 0 | 0 | 0 | 0 | 0 |  | 0 | 1 | 1 | 1 | 1 | 0 | 0
QH | Qinghai Province Hainanzhou Gonghe Hanergy Grid-Connected solar farm Phase 1 | solar_photovoltaic | 2031 | 3 | 0 | 1 | 0 | 0 | 0 | 0 | 0 | 0 | 0 | 0 | 0 | 1 | 1 | 0 | 50 | 1 | 50 | 0 | 0 | 0 | 0 | 0 |  | 0 | 1 | 1 | 1 | 1 | 0 | 0
QH | Qinghai Province Hainanzhou Gonghe Hanergy Grid-Connected solar farm Phase 2 | solar_photovoltaic | 2032 | 3 | 0 | 1 | 0 | 0 | 0 | 0 | 0 | 0 | 0 | 0 | 0 | 1 | 1 | 0 | 50 | 1 | 50 | 0 | 0 | 0 | 0 | 0 |  | 0 | 1 | 1 | 1 | 1 | 0 | 0
QH | Qinghai Province Hainanzhou Gonghe Hanergy Grid-Connected solar farm Phase 3 | solar_photovoltaic | 2033 | 3 | 0 | 1 | 0 | 0 | 0 | 0 | 0 | 0 | 0 | 0 | 0 | 1 | 1 | 0 | 50 | 1 | 50 | 0 | 0 | 0 | 0 | 0 |  | 0 | 1 | 1 | 1 | 1 | 0 | 0
QH | Qinghai Province Hainanzhou Gonghe Hengji Grid-Connected solar farm Phase 2 | solar_photovoltaic | 2034 | 3 | 0 | 1 | 0 | 0 | 0 | 0 | 0 | 0 | 0 | 0 | 0 | 1 | 1 | 0 | 20 | 1 | 20 | 0 | 0 | 0 | 0 | 0 |  | 0 | 1 | 1 | 1 | 1 | 0 | 0
QH | Qinghai Province Hainanzhou Gonghe Hengji Grid-Connected solar farm Phase 3 | solar_photovoltaic | 2035 | 3 | 0 | 1 | 0 | 0 | 0 | 0 | 0 | 0 | 0 | 0 | 0 | 1 | 1 | 0 | 20 | 1 | 20 | 0 | 0 | 0 | 0 | 0 |  | 0 | 1 | 1 | 1 | 1 | 0 | 0
QH | Qinghai Province Hainanzhou Gonghe Huaneng Grid-Connected solar farm Phase 1 | solar_photovoltaic | 2036 | 3 | 0 | 1 | 0 | 0 | 0 | 0 | 0 | 0 | 0 | 0 | 0 | 1 | 1 | 0 | 20 | 1 | 20 | 0 | 0 | 0 | 0 | 0 |  | 0 | 1 | 1 | 1 | 1 | 0 | 0
QH | Qinghai Province Hainanzhou Gonghe Huaneng Grid-Connected solar farm Phase 2 | solar_photovoltaic | 2037 | 3 | 0 | 1 | 0 | 0 | 0 | 0 | 0 | 0 | 0 | 0 | 0 | 1 | 1 | 0 | 50 | 1 | 50 | 0 | 0 | 0 | 0 | 0 |  | 0 | 1 | 1 | 1 | 1 | 0 | 0
QH | Qinghai Province Hainanzhou Gonghe Huaneng Grid-Connected solar farm Phase 3 | solar_photovoltaic | 2038 | 3 | 0 | 1 | 0 | 0 | 0 | 0 | 0 | 0 | 0 | 0 | 0 | 1 | 1 | 0 | 50 | 1 | 50 | 0 | 0 | 0 | 0 | 0 |  | 0 | 1 | 1 | 1 | 1 | 0 | 0
QH | Qinghai Province Hainanzhou Gonghe Zhongdianjian Grid-Connected solar farm | solar_photovoltaic | 2039 | 3 | 0 | 1 | 0 | 0 | 0 | 0 | 0 | 0 | 0 | 0 | 0 | 1 | 1 | 0 | 50 | 1 | 50 | 0 | 0 | 0 | 0 | 0 |  | 0 | 1 | 1 | 1 | 1 | 0 | 0
QH | Qinghai Province Hainanzhou Talatan Grid-Connected solar farm | solar_photovoltaic | 2040 | 3 | 0 | 1 | 0 | 0 | 0 | 0 | 0 | 0 | 0 | 0 | 0 | 1 | 1 | 0 | 100 | 1 | 100 | 0 | 0 | 0 | 0 | 0 |  | 0 | 1 | 1 | 1 | 1 | 0 | 0
QH | Qinghai Province Henan Huanghe Hydropower Grid-Connected solar farm | solar_photovoltaic | 2041 | 3 | 0 | 1 | 0 | 0 | 0 | 0 | 0 | 0 | 0 | 0 | 0 | 1 | 1 | 0 | 20 | 1 | 20 | 0 | 0 | 0 | 0 | 0 |  | 0 | 1 | 1 | 1 | 1 | 0 | 0
QH | Qinghai Province Wulan CGN Grid-Connected solar farm | solar_photovoltaic | 2042 | 3 | 0 | 1 | 0 | 0 | 0 | 0 | 0 | 0 | 0 | 0 | 0 | 1 | 1 | 0 | 30 | 1 | 30 | 0 | 0 | 0 | 0 | 0 |  | 0 | 1 | 1 | 1 | 1 | 0 | 0
QH | Qinghai Province Wulan Chaidamu Energy Grid-Connected solar farm Phase 1 | solar_photovoltaic | 2043 | 3 | 0 | 1 | 0 | 0 | 0 | 0 | 0 | 0 | 0 | 0 | 0 | 1 | 1 | 0 | 20 | 1 | 20 | 0 | 0 | 0 | 0 | 0 |  | 0 | 1 | 1 | 1 | 1 | 0 | 0
QH | Qinghai Province Wulan Chaidamu Energy Grid-Connected solar farm Phase 2 | solar_photovoltaic | 2044 | 3 | 0 | 1 | 0 | 0 | 0 | 0 | 0 | 0 | 0 | 0 | 0 | 1 | 1 | 0 | 20 | 1 | 20 | 0 | 0 | 0 | 0 | 0 |  | 0 | 1 | 1 | 1 | 1 | 0 | 0
QH | Qinghai Province Wulan Yuhui Grid-Connected solar farm Phase 1 | solar_photovoltaic | 2045 | 3 | 0 | 1 | 0 | 0 | 0 | 0 | 0 | 0 | 0 | 0 | 0 | 1 | 1 | 0 | 20 | 1 | 20 | 0 | 0 | 0 | 0 | 0 |  | 0 | 1 | 1 | 1 | 1 | 0 | 0
QH | Qinghai Province Wulan Yuhui Grid-Connected solar farm Phase 2 | solar_photovoltaic | 2046 | 3 | 0 | 1 | 0 | 0 | 0 | 0 | 0 | 0 | 0 | 0 | 0 | 1 | 1 | 0 | 20 | 1 | 20 | 0 | 0 | 0 | 0 | 0 |  | 0 | 1 | 1 | 1 | 1 | 0 | 0
QH | Qinghai Tongde Clean Heat solar farm Phase 1 | solar_photovoltaic | 2047 | 3 | 0 | 1 | 0 | 0 | 0 | 0 | 0 | 0 | 0 | 0 | 0 | 1 | 1 | 0 | 50 | 1 | 50 | 0 | 0 | 0 | 0 | 0 |  | 0 | 1 | 1 | 1 | 1 | 0 | 0
QH | Qinghai Tongde Clean Heat solar farm Phase 2 | solar_photovoltaic | 2048 | 3 | 0 | 1 | 0 | 0 | 0 | 0 | 0 | 0 | 0 | 0 | 0 | 1 | 1 | 0 | 100 | 1 | 100 | 0 | 0 | 0 | 0 | 0 |  | 0 | 1 | 1 | 1 | 1 | 0 | 0
QH | Qinghai Tuori solar project | solar_photovoltaic | 2049 | 3 | 0 | 1 | 0 | 0 | 0 | 0 | 0 | 0 | 0 | 0 | 0 | 1 | 1 | 0 | 1 | 1 | 1 | 0 | 0 | 0 | 0 | 0 |  | 0 | 1 | 1 | 1 | 1 | 0 | 0
QH | Qinghai Ulan Yiduo solar farm | solar_photovoltaic | 2050 | 3 | 0 | 1 | 0 | 0 | 0 | 0 | 0 | 0 | 0 | 0 | 0 | 1 | 1 | 0 | 20 | 1 | 20 | 0 | 0 | 0 | 0 | 0 |  | 0 | 1 | 1 | 1 | 1 | 0 | 0
QH | Qinghai Wutumeiren solar farm | solar_photovoltaic | 2051 | 3 | 0 | 1 | 0 | 0 | 0 | 0 | 0 | 0 | 0 | 0 | 0 | 1 | 1 | 0 | 100 | 1 | 100 | 0 | 0 | 0 | 0 | 0 |  | 0 | 1 | 1 | 1 | 1 | 0 | 0
QH | Qinghai Xinghai (Datang) solar base Phase 1 | solar_photovoltaic | 2052 | 3 | 0 | 1 | 0 | 0 | 0 | 0 | 0 | 0 | 0 | 0 | 0 | 1 | 1 | 0 | 500 | 1 | 500 | 0 | 0 | 0 | 0 | 0 |  | 0 | 1 | 1 | 1 | 1 | 0 | 0
QH | Qinghai Xinghai Clean Heating solar farm | solar_photovoltaic | 2053 | 3 | 0 | 1 | 0 | 0 | 0 | 0 | 0 | 0 | 0 | 0 | 0 | 1 | 1 | 0 | 400 | 1 | 400 | 0 | 0 | 0 | 0 | 0 |  | 0 | 1 | 1 | 1 | 1 | 0 | 0
QH | Qinghai Yellow River Hydropower Gonghe solar farm | solar_photovoltaic | 2054 | 3 | 0 | 1 | 0 | 0 | 0 | 0 | 0 | 0 | 0 | 0 | 0 | 1 | 1 | 0 | 200 | 1 | 200 | 0 | 0 | 0 | 0 | 0 |  | 0 | 1 | 1 | 1 | 1 | 0 | 0
QH | Ruiqida Delingha solar project | solar_photovoltaic | 2055 | 3 | 0 | 1 | 0 | 0 | 0 | 0 | 0 | 0 | 0 | 0 | 0 | 1 | 1 | 0 | 10 | 1 | 10 | 0 | 0 | 0 | 0 | 0 |  | 0 | 1 | 1 | 1 | 1 | 0 | 0
QH | Three Gorges Golmud solar project | solar_photovoltaic | 2056 | 3 | 0 | 1 | 0 | 0 | 0 | 0 | 0 | 0 | 0 | 0 | 0 | 1 | 1 | 0 | 10 | 1 | 10 | 0 | 0 | 0 | 0 | 0 |  | 0 | 1 | 1 | 1 | 1 | 0 | 0
QH | Three Gorges Gonghe solar project | solar_photovoltaic | 2057 | 3 | 0 | 1 | 0 | 0 | 0 | 0 | 0 | 0 | 0 | 0 | 0 | 1 | 1 | 0 | 10 | 1 | 10 | 0 | 0 | 0 | 0 | 0 |  | 0 | 1 | 1 | 1 | 1 | 0 | 0
QH | Tianyi Gangcha solar project | solar_photovoltaic | 2058 | 3 | 0 | 1 | 0 | 0 | 0 | 0 | 0 | 0 | 0 | 0 | 0 | 1 | 1 | 0 | 10 | 1 | 10 | 0 | 0 | 0 | 0 | 0 |  | 0 | 1 | 1 | 1 | 1 | 0 | 0
QH | Xinenggangcha solar project | solar_photovoltaic | 2059 | 3 | 0 | 1 | 0 | 0 | 0 | 0 | 0 | 0 | 0 | 0 | 0 | 1 | 1 | 0 | 10 | 1 | 10 | 0 | 0 | 0 | 0 | 0 |  | 0 | 1 | 1 | 1 | 1 | 0 | 0
QH | Xinghai County poverty alleviation solar project | solar_photovoltaic | 2060 | 3 | 0 | 1 | 0 | 0 | 0 | 0 | 0 | 0 | 0 | 0 | 0 | 1 | 1 | 0 | 15.3 | 1 | 15.3 | 0 | 0 | 0 | 0 | 0 |  | 0 | 1 | 1 | 1 | 1 | 0 | 0
QH | Yellow River Delingha solar project | solar_photovoltaic | 2061 | 3 | 0 | 1 | 0 | 0 | 0 | 0 | 0 | 0 | 0 | 0 | 0 | 1 | 1 | 0 | 10 | 1 | 10 | 0 | 0 | 0 | 0 | 0 |  | 0 | 1 | 1 | 1 | 1 | 0 | 0
QH | Yixin Gonghe solar project | solar_photovoltaic | 2062 | 3 | 0 | 1 | 0 | 0 | 0 | 0 | 0 | 0 | 0 | 0 | 0 | 1 | 1 | 0 | 10 | 1 | 10 | 0 | 0 | 0 | 0 | 0 |  | 0 | 1 | 1 | 1 | 1 | 0 | 0
QH | Zhenke Gangcha solar project | solar_photovoltaic | 2063 | 3 | 0 | 1 | 0 | 0 | 0 | 0 | 0 | 0 | 0 | 0 | 0 | 1 | 1 | 0 | 10 | 1 | 10 | 0 | 0 | 0 | 0 | 0 |  | 0 | 1 | 1 | 1 | 1 | 0 | 0
QH | Zhongnan Gonghe solar project | solar_photovoltaic | 2064 | 3 | 0 | 1 | 0 | 0 | 0 | 0 | 0 | 0 | 0 | 0 | 0 | 1 | 1 | 0 | 10 | 1 | 10 | 0 | 0 | 0 | 0 | 0 |  | 0 | 1 | 1 | 1 | 1 | 0 | 0
QH | Qinghai - Henan High Voltage Transmission (Huadian) Wind/Solar/Storage Energy Complex wind farm | onshore_wind_turbine | 2065 | 3 | 0 | 0 | 0 | 0 | 0 | 1 | 0 | 0 | 0 | 0 | 0 | 1 | 1 | 0 | 500 | 1 | 500 | 0 | 0 | 0 | 0 | 0 |  | 0 | 1 | 1 | 1 | 1 | 0 | 0
QH | Qinghai - Henan High Voltage Transmission (Huaneng) wind farm | onshore_wind_turbine | 2066 | 3 | 0 | 0 | 0 | 0 | 0 | 1 | 0 | 0 | 0 | 0 | 0 | 1 | 1 | 0 | 300 | 1 | 300 | 0 | 0 | 0 | 0 | 0 |  | 0 | 1 | 1 | 1 | 1 | 0 | 0
QH | Qinghai - Henan High Voltage Transmission Mangya (Luneng) wind farm | onshore_wind_turbine | 2067 | 3 | 0 | 0 | 0 | 0 | 0 | 1 | 0 | 0 | 0 | 0 | 0 | 1 | 1 | 0 | 500 | 1 | 500 | 0 | 0 | 0 | 0 | 0 |  | 0 | 1 | 1 | 1 | 1 | 0 | 0
QH | Qinghai Chaidamu Tianjun (Tianjun Chaidamu Energy Development) wind farm | onshore_wind_turbine | 2068 | 3 | 0 | 0 | 0 | 0 | 0 | 1 | 0 | 0 | 0 | 0 | 0 | 1 | 1 | 0 | 50 | 1 | 50 | 0 | 0 | 0 | 0 | 0 |  | 0 | 1 | 1 | 1 | 1 | 0 | 0
QH | Qinghai Dachaidan (China Energy Investment) wind farm | onshore_wind_turbine | 2069 | 3 | 0 | 0 | 0 | 0 | 0 | 1 | 0 | 0 | 0 | 0 | 0 | 1 | 1 | 0 | 300 | 1 | 300 | 0 | 0 | 0 | 0 | 0 |  | 0 | 1 | 1 | 1 | 1 | 0 | 0
QH | Qinghai Dachaidan (Mingyang) wind farm | onshore_wind_turbine | 2070 | 3 | 0 | 0 | 0 | 0 | 0 | 1 | 0 | 0 | 0 | 0 | 0 | 1 | 1 | 0 | 100 | 1 | 100 | 0 | 0 | 0 | 0 | 0 |  | 0 | 1 | 1 | 1 | 1 | 0 | 0
QH | Qinghai Dachaidan (Qinghai Huayi New Energy) wind farm | onshore_wind_turbine | 2071 | 3 | 0 | 0 | 0 | 0 | 0 | 1 | 0 | 0 | 0 | 0 | 0 | 1 | 1 | 0 | 50 | 1 | 50 | 0 | 0 | 0 | 0 | 0 |  | 0 | 1 | 1 | 1 | 1 | 0 | 0
QH | Qinghai Dachaidan (Qinghai Runfeng New Energy) wind farm | onshore_wind_turbine | 2072 | 3 | 0 | 0 | 0 | 0 | 0 | 1 | 0 | 0 | 0 | 0 | 0 | 1 | 1 | 0 | 50 | 1 | 50 | 0 | 0 | 0 | 0 | 0 |  | 0 | 1 | 1 | 1 | 1 | 0 | 0
QH | Qinghai Delingha "Source/Grid/Load/Storage" (China Railcar) wind farm | onshore_wind_turbine | 2073 | 3 | 0 | 0 | 0 | 0 | 0 | 1 | 0 | 0 | 0 | 0 | 0 | 1 | 1 | 0 | 300 | 1 | 300 | 0 | 0 | 0 | 0 | 0 |  | 0 | 1 | 1 | 1 | 1 | 0 | 0
QH | Qinghai Delingha Gahai wind farm Phase 1 | onshore_wind_turbine | 2074 | 3 | 0 | 0 | 0 | 0 | 0 | 1 | 0 | 0 | 0 | 0 | 0 | 1 | 1 | 0 | 50 | 1 | 50 | 0 | 0 | 0 | 0 | 0 |  | 0 | 1 | 1 | 1 | 1 | 0 | 0
QH | Qinghai Delingha Gahai wind farm Phase 2 | onshore_wind_turbine | 2075 | 3 | 0 | 0 | 0 | 0 | 0 | 1 | 0 | 0 | 0 | 0 | 0 | 1 | 1 | 0 | 50 | 1 | 50 | 0 | 0 | 0 | 0 | 0 |  | 0 | 1 | 1 | 1 | 1 | 0 | 0
QH | Qinghai Delingha Gahai wind farm Phase 3 | onshore_wind_turbine | 2076 | 3 | 0 | 0 | 0 | 0 | 0 | 1 | 0 | 0 | 0 | 0 | 0 | 1 | 1 | 0 | 100 | 1 | 100 | 0 | 0 | 0 | 0 | 0 |  | 0 | 1 | 1 | 1 | 1 | 0 | 0
QH | Qinghai Dulan (Dulan Lüyangdu Energy) wind farm | onshore_wind_turbine | 2077 | 3 | 0 | 0 | 0 | 0 | 0 | 1 | 0 | 0 | 0 | 0 | 0 | 1 | 1 | 0 | 50 | 1 | 50 | 0 | 0 | 0 | 0 | 0 |  | 0 | 1 | 1 | 1 | 1 | 0 | 0
QH | Qinghai Dulan (Luneng) wind farm Phase 1 | onshore_wind_turbine | 2078 | 3 | 0 | 0 | 0 | 0 | 0 | 1 | 0 | 0 | 0 | 0 | 0 | 1 | 1 | 0 | 50 | 1 | 50 | 0 | 0 | 0 | 0 | 0 |  | 0 | 1 | 1 | 1 | 1 | 0 | 0
QH | Qinghai Dulan (Luneng) wind farm Phase 2 | onshore_wind_turbine | 2079 | 3 | 0 | 0 | 0 | 0 | 0 | 1 | 0 | 0 | 0 | 0 | 0 | 1 | 1 | 0 | 50 | 1 | 50 | 0 | 0 | 0 | 0 | 0 |  | 0 | 1 | 1 | 1 | 1 | 0 | 0
QH | Qinghai Dulan (Qinghai Huadian) wind farm | onshore_wind_turbine | 2080 | 3 | 0 | 0 | 0 | 0 | 0 | 1 | 0 | 0 | 0 | 0 | 0 | 1 | 1 | 0 | 50 | 1 | 50 | 0 | 0 | 0 | 0 | 0 |  | 0 | 1 | 1 | 1 | 1 | 0 | 0
QH | Qinghai Dulan (State Power Investment) Distributed wind farm | onshore_wind_turbine | 2081 | 3 | 0 | 0 | 0 | 0 | 0 | 1 | 0 | 0 | 0 | 0 | 0 | 1 | 1 | 0 | 20 | 1 | 20 | 0 | 0 | 0 | 0 | 0 |  | 0 | 1 | 1 | 1 | 1 | 0 | 0
QH | Qinghai Dulan Beikeliang (State Development & Investment Corporation) wind farm | onshore_wind_turbine | 2082 | 3 | 0 | 0 | 0 | 0 | 0 | 1 | 0 | 0 | 0 | 0 | 0 | 1 | 1 | 0 | 50 | 1 | 50 | 0 | 0 | 0 | 0 | 0 |  | 0 | 1 | 1 | 1 | 1 | 0 | 0
QH | Qinghai Dulan Jinshuikoudong wind farm | onshore_wind_turbine | 2083 | 3 | 0 | 0 | 0 | 0 | 0 | 1 | 0 | 0 | 0 | 0 | 0 | 1 | 1 | 0 | 50 | 1 | 50 | 0 | 0 | 0 | 0 | 0 |  | 0 | 1 | 1 | 1 | 1 | 0 | 0
QH | Qinghai Dulan Jinshuikouxi wind farm | onshore_wind_turbine | 2084 | 3 | 0 | 0 | 0 | 0 | 0 | 1 | 0 | 0 | 0 | 0 | 0 | 1 | 1 | 0 | 50 | 1 | 50 | 0 | 0 | 0 | 0 | 0 |  | 0 | 1 | 1 | 1 | 1 | 0 | 0
QH | Qinghai Dulan Lubeicun wind farm | onshore_wind_turbine | 2085 | 3 | 0 | 0 | 0 | 0 | 0 | 1 | 0 | 0 | 0 | 0 | 0 | 1 | 1 | 0 | 50 | 1 | 50 | 0 | 0 | 0 | 0 | 0 |  | 0 | 1 | 1 | 1 | 1 | 0 | 0
QH | Qinghai Dulan Lunancun wind farm | onshore_wind_turbine | 2086 | 3 | 0 | 0 | 0 | 0 | 0 | 1 | 0 | 0 | 0 | 0 | 0 | 1 | 1 | 0 | 50 | 1 | 50 | 0 | 0 | 0 | 0 | 0 |  | 0 | 1 | 1 | 1 | 1 | 0 | 0
QH | Qinghai Dulan Nuomuhong (Guodian Power) wind farm Phase 1 | onshore_wind_turbine | 2087 | 3 | 0 | 0 | 0 | 0 | 0 | 1 | 0 | 0 | 0 | 0 | 0 | 1 | 1 | 0 | 50 | 1 | 50 | 0 | 0 | 0 | 0 | 0 |  | 0 | 1 | 1 | 1 | 1 | 0 | 0
QH | Qinghai Dulan Nuomuhong (State Power Investment) wind farm | onshore_wind_turbine | 2088 | 3 | 0 | 0 | 0 | 0 | 0 | 1 | 0 | 0 | 0 | 0 | 0 | 1 | 1 | 0 | 350 | 1 | 350 | 0 | 0 | 0 | 0 | 0 |  | 0 | 1 | 1 | 1 | 1 | 0 | 0
QH | Qinghai Dulan Nuomuhong Dagele Hedong wind farm Phase 1 | onshore_wind_turbine | 2089 | 3 | 0 | 0 | 0 | 0 | 0 | 1 | 0 | 0 | 0 | 0 | 0 | 1 | 1 | 0 | 50 | 1 | 50 | 0 | 0 | 0 | 0 | 0 |  | 0 | 1 | 1 | 1 | 1 | 0 | 0
QH | Qinghai Dulan Nuomuhong wind farm Phase 1 | onshore_wind_turbine | 2090 | 3 | 0 | 0 | 0 | 0 | 0 | 1 | 0 | 0 | 0 | 0 | 0 | 1 | 1 | 0 | 50 | 1 | 50 | 0 | 0 | 0 | 0 | 0 |  | 0 | 1 | 1 | 1 | 1 | 0 | 0
QH | Qinghai Golmud (Golmud Qingmai New Energy Technology) wind farm | onshore_wind_turbine | 2091 | 3 | 0 | 0 | 0 | 0 | 0 | 1 | 0 | 0 | 0 | 0 | 0 | 1 | 1 | 0 | 50 | 1 | 50 | 0 | 0 | 0 | 0 | 0 |  | 0 | 1 | 1 | 1 | 1 | 0 | 0
QH | Qinghai Golmud (Zhengtong) Distributed wind farm | onshore_wind_turbine | 2092 | 3 | 0 | 0 | 0 | 0 | 0 | 1 | 0 | 0 | 0 | 0 | 0 | 1 | 1 | 0 | 30 | 1 | 30 | 0 | 0 | 0 | 0 | 0 |  | 0 | 1 | 1 | 1 | 1 | 0 | 0
QH | Qinghai Golmud Dagele (Beijing Ruiqida New Energy) wind farm Phase 1 | onshore_wind_turbine | 2093 | 3 | 0 | 0 | 0 | 0 | 0 | 1 | 0 | 0 | 0 | 0 | 0 | 1 | 1 | 0 | 50 | 1 | 50 | 0 | 0 | 0 | 0 | 0 |  | 0 | 1 | 1 | 1 | 1 | 0 | 0
QH | Qinghai Golmud Dagele (Beijing Ruiqida New Energy) wind farm Phase 2 | onshore_wind_turbine | 2094 | 3 | 0 | 0 | 0 | 0 | 0 | 1 | 0 | 0 | 0 | 0 | 0 | 1 | 1 | 0 | 50 | 1 | 50 | 0 | 0 | 0 | 0 | 0 |  | 0 | 1 | 1 | 1 | 1 | 0 | 0
QH | Qinghai Golmud Dagele wind farm Phase 1 | onshore_wind_turbine | 2095 | 3 | 0 | 0 | 0 | 0 | 0 | 1 | 0 | 0 | 0 | 0 | 0 | 1 | 1 | 0 | 50 | 1 | 50 | 0 | 0 | 0 | 0 | 0 |  | 0 | 1 | 1 | 1 | 1 | 0 | 0
QH | Qinghai Golmud Dagelebei wind farm | onshore_wind_turbine | 2096 | 3 | 0 | 0 | 0 | 0 | 0 | 1 | 0 | 0 | 0 | 0 | 0 | 1 | 1 | 0 | 50 | 1 | 50 | 0 | 0 | 0 | 0 | 0 |  | 0 | 1 | 1 | 1 | 1 | 0 | 0
QH | Qinghai Golmud Dongheng wind farm | onshore_wind_turbine | 2097 | 3 | 0 | 0 | 0 | 0 | 0 | 1 | 0 | 0 | 0 | 0 | 0 | 1 | 1 | 0 | 50 | 1 | 50 | 0 | 0 | 0 | 0 | 0 |  | 0 | 1 | 1 | 1 | 1 | 0 | 0
QH | Qinghai Golmud Gayakou wind farm | onshore_wind_turbine | 2098 | 3 | 0 | 0 | 0 | 0 | 0 | 1 | 0 | 0 | 0 | 0 | 0 | 1 | 1 | 0 | 50 | 1 | 50 | 0 | 0 | 0 | 0 | 0 |  | 0 | 1 | 1 | 1 | 1 | 0 | 0
QH | Qinghai Golmud Ruixinda wind farm | onshore_wind_turbine | 2099 | 3 | 0 | 0 | 0 | 0 | 0 | 1 | 0 | 0 | 0 | 0 | 0 | 1 | 1 | 0 | 50 | 1 | 50 | 0 | 0 | 0 | 0 | 0 |  | 0 | 1 | 1 | 1 | 1 | 0 | 0
QH | Qinghai Golmud Wuzihe wind farm | onshore_wind_turbine | 2100 | 3 | 0 | 0 | 0 | 0 | 0 | 1 | 0 | 0 | 0 | 0 | 0 | 1 | 1 | 0 | 50 | 1 | 50 | 0 | 0 | 0 | 0 | 0 |  | 0 | 1 | 1 | 1 | 1 | 0 | 0
QH | Qinghai Golmud Xiaozhaohuo wind farm Phase 1 | onshore_wind_turbine | 2101 | 3 | 0 | 0 | 0 | 0 | 0 | 1 | 0 | 0 | 0 | 0 | 0 | 1 | 1 | 0 | 50 | 1 | 50 | 0 | 0 | 0 | 0 | 0 |  | 0 | 1 | 1 | 1 | 1 | 0 | 0
QH | Qinghai Gonghe (Huarun) wind farm Phase 1 | onshore_wind_turbine | 2102 | 3 | 0 | 0 | 0 | 0 | 0 | 1 | 0 | 0 | 0 | 0 | 0 | 1 | 1 | 0 | 100 | 1 | 100 | 0 | 0 | 0 | 0 | 0 |  | 0 | 1 | 1 | 1 | 1 | 0 | 0
QH | Qinghai Gonghe (State Power Investment) 200 MW wind farm | onshore_wind_turbine | 2103 | 3 | 0 | 0 | 0 | 0 | 0 | 1 | 0 | 0 | 0 | 0 | 0 | 1 | 1 | 0 | 200 | 1 | 200 | 0 | 0 | 0 | 0 | 0 |  | 0 | 1 | 1 | 1 | 1 | 0 | 0
QH | Qinghai Gonghe Chaka wind farm Phase 1 | onshore_wind_turbine | 2104 | 3 | 0 | 0 | 0 | 0 | 0 | 1 | 0 | 0 | 0 | 0 | 0 | 1 | 1 | 0 | 50 | 1 | 50 | 0 | 0 | 0 | 0 | 0 |  | 0 | 1 | 1 | 1 | 1 | 0 | 0
QH | Qinghai Gonghe Huaqing Qieji wind farm | onshore_wind_turbine | 2105 | 3 | 0 | 0 | 0 | 0 | 0 | 1 | 0 | 0 | 0 | 0 | 0 | 1 | 1 | 0 | 50 | 1 | 50 | 0 | 0 | 0 | 0 | 0 |  | 0 | 1 | 1 | 1 | 1 | 0 | 0
QH | Qinghai Gonghe Qieji (Guodian) wind farm | onshore_wind_turbine | 2106 | 3 | 0 | 0 | 0 | 0 | 0 | 1 | 0 | 0 | 0 | 0 | 0 | 1 | 1 | 0 | 50 | 1 | 50 | 0 | 0 | 0 | 0 | 0 |  | 0 | 1 | 1 | 1 | 1 | 0 | 0
QH | Qinghai Gonghe Qieji (Guotou) wind farm | onshore_wind_turbine | 2107 | 3 | 0 | 0 | 0 | 0 | 0 | 1 | 0 | 0 | 0 | 0 | 0 | 1 | 1 | 0 | 50 | 1 | 50 | 0 | 0 | 0 | 0 | 0 |  | 0 | 1 | 1 | 1 | 1 | 0 | 0
QH | Qinghai Gonghe Qieji (Three Gorges) wind farm | onshore_wind_turbine | 2108 | 3 | 0 | 0 | 0 | 0 | 0 | 1 | 0 | 0 | 0 | 0 | 0 | 1 | 1 | 0 | 100 | 1 | 100 | 0 | 0 | 0 | 0 | 0 |  | 0 | 1 | 1 | 1 | 1 | 0 | 0
QH | Qinghai Gonghe Qieji Dunqu wind farm | onshore_wind_turbine | 2109 | 3 | 0 | 0 | 0 | 0 | 0 | 1 | 0 | 0 | 0 | 0 | 0 | 1 | 1 | 0 | 50 | 1 | 50 | 0 | 0 | 0 | 0 | 0 |  | 0 | 1 | 1 | 1 | 1 | 0 | 0
QH | Qinghai Gonghe Qieji Shinahai wind farm | onshore_wind_turbine | 2110 | 3 | 0 | 0 | 0 | 0 | 0 | 1 | 0 | 0 | 0 | 0 | 0 | 1 | 1 | 0 | 50 | 1 | 50 | 0 | 0 | 0 | 0 | 0 |  | 0 | 1 | 1 | 1 | 1 | 0 | 0
QH | Qinghai Gonghe Qieji Yizhongdui wind farm | onshore_wind_turbine | 2111 | 3 | 0 | 0 | 0 | 0 | 0 | 1 | 0 | 0 | 0 | 0 | 0 | 1 | 1 | 0 | 50 | 1 | 50 | 0 | 0 | 0 | 0 | 0 |  | 0 | 1 | 1 | 1 | 1 | 0 | 0
QH | Qinghai Gonghe Shazhubao wind farm Phase 1 | onshore_wind_turbine | 2112 | 3 | 0 | 0 | 0 | 0 | 0 | 1 | 0 | 0 | 0 | 0 | 0 | 1 | 1 | 0 | 50 | 1 | 50 | 0 | 0 | 0 | 0 | 0 |  | 0 | 1 | 1 | 1 | 1 | 0 | 0
QH | Qinghai Haidong Ledu District Distributed wind farm | onshore_wind_turbine | 2113 | 3 | 0 | 0 | 0 | 0 | 0 | 1 | 0 | 0 | 0 | 0 | 0 | 1 | 1 | 0 | 40 | 1 | 40 | 0 | 0 | 0 | 0 | 0 |  | 0 | 1 | 1 | 1 | 1 | 0 | 0
QH | Qinghai Hainan Chale wind farm | onshore_wind_turbine | 2114 | 3 | 0 | 0 | 0 | 0 | 0 | 1 | 0 | 0 | 0 | 0 | 0 | 1 | 1 | 0 | 50 | 1 | 50 | 0 | 0 | 0 | 0 | 0 |  | 0 | 1 | 1 | 1 | 1 | 0 | 0
QH | Qinghai Hainan Gonghe (Qinghai Shenhong New Energy) wind farm | onshore_wind_turbine | 2115 | 3 | 0 | 0 | 0 | 0 | 0 | 1 | 0 | 0 | 0 | 0 | 0 | 1 | 1 | 0 | 50 | 1 | 50 | 0 | 0 | 0 | 0 | 0 |  | 0 | 1 | 1 | 1 | 1 | 0 | 0
QH | Qinghai Hainan Mohe Gonghe wind farm | onshore_wind_turbine | 2116 | 3 | 0 | 0 | 0 | 0 | 0 | 1 | 0 | 0 | 0 | 0 | 0 | 1 | 1 | 0 | 450 | 1 | 450 | 0 | 0 | 0 | 0 | 0 |  | 0 | 1 | 1 | 1 | 1 | 0 | 0
QH | Qinghai Hainan Mohe Multi-Source Energy Integration wind farm | onshore_wind_turbine | 2117 | 3 | 0 | 0 | 0 | 0 | 0 | 1 | 0 | 0 | 0 | 0 | 0 | 1 | 1 | 0 | 400 | 1 | 400 | 0 | 0 | 0 | 0 | 0 |  | 0 | 1 | 1 | 1 | 1 | 0 | 0
QH | Qinghai Hainan Prefecture (Beijing Energy) High Voltage Power Export Project Qieji Section 5 wind farm | onshore_wind_turbine | 2118 | 3 | 0 | 0 | 0 | 0 | 0 | 1 | 0 | 0 | 0 | 0 | 0 | 1 | 1 | 0 | 50 | 1 | 50 | 0 | 0 | 0 | 0 | 0 |  | 0 | 1 | 1 | 1 | 1 | 0 | 0
QH | Qinghai Hainan Prefecture (Datang) High Voltage Power Export Project Qieji Secion 3 wind farm | onshore_wind_turbine | 2119 | 3 | 0 | 0 | 0 | 0 | 0 | 1 | 0 | 0 | 0 | 0 | 0 | 1 | 1 | 0 | 101 | 1 | 101 | 0 | 0 | 0 | 0 | 0 |  | 0 | 1 | 1 | 1 | 1 | 0 | 0
QH | Qinghai Hainan Prefecture (Huadian) High Voltage Power Export Project Qieji Section 4 wind farm | onshore_wind_turbine | 2120 | 3 | 0 | 0 | 0 | 0 | 0 | 1 | 0 | 0 | 0 | 0 | 0 | 1 | 1 | 0 | 51 | 1 | 51 | 0 | 0 | 0 | 0 | 0 |  | 0 | 1 | 1 | 1 | 1 | 0 | 0
QH | Qinghai Hainan Prefecture (State Power Investment) High Voltage Windpower Export Project Qieji Section 2 | onshore_wind_turbine | 2121 | 3 | 0 | 0 | 0 | 0 | 0 | 1 | 0 | 0 | 0 | 0 | 0 | 1 | 1 | 0 | 300 | 1 | 300 | 0 | 0 | 0 | 0 | 0 |  | 0 | 1 | 1 | 1 | 1 | 0 | 0
QH | Qinghai Hainan Prefecture (State Power Investment) High Voltage Windpower Export Project Section 1 | onshore_wind_turbine | 2122 | 3 | 0 | 0 | 0 | 0 | 0 | 1 | 0 | 0 | 0 | 0 | 0 | 1 | 1 | 0 | 1000 | 1 | 1000 | 0 | 0 | 0 | 0 | 0 |  | 0 | 1 | 1 | 1 | 1 | 0 | 0
QH | Qinghai Hainan Prefecture High Voltage Windpower Export Project Section 7 (Three Gorges New Energy) wind farm | onshore_wind_turbine | 2123 | 3 | 0 | 0 | 0 | 0 | 0 | 1 | 0 | 0 | 0 | 0 | 0 | 1 | 1 | 0 | 50 | 1 | 50 | 0 | 0 | 0 | 0 | 0 |  | 0 | 1 | 1 | 1 | 1 | 0 | 0
QH | Qinghai Haixi Chakayanhu wind farm | onshore_wind_turbine | 2124 | 3 | 0 | 0 | 0 | 0 | 0 | 1 | 0 | 0 | 0 | 0 | 0 | 1 | 1 | 0 | 50 | 1 | 50 | 0 | 0 | 0 | 0 | 0 |  | 0 | 1 | 1 | 1 | 1 | 0 | 0
QH | Qinghai Haixi Lenghu (China Guangdong Nuclear) wind farm Phase 1 | onshore_wind_turbine | 2125 | 3 | 0 | 0 | 0 | 0 | 0 | 1 | 0 | 0 | 0 | 0 | 0 | 1 | 1 | 0 | 30 | 1 | 30 | 0 | 0 | 0 | 0 | 0 |  | 0 | 1 | 1 | 1 | 1 | 0 | 0
QH | Qinghai Haixi Lenghu (China Guangdong Nuclear) wind farm Phase 2 | onshore_wind_turbine | 2126 | 3 | 0 | 0 | 0 | 0 | 0 | 1 | 0 | 0 | 0 | 0 | 0 | 1 | 1 | 0 | 50 | 1 | 50 | 0 | 0 | 0 | 0 | 0 |  | 0 | 1 | 1 | 1 | 1 | 0 | 0
QH | Qinghai Haixi Lenghu (China Guangdong Nuclear) wind farm Phase 3 | onshore_wind_turbine | 2127 | 3 | 0 | 0 | 0 | 0 | 0 | 1 | 0 | 0 | 0 | 0 | 0 | 1 | 1 | 0 | 50 | 1 | 50 | 0 | 0 | 0 | 0 | 0 |  | 0 | 1 | 1 | 1 | 1 | 0 | 0
QH | Qinghai Haixi Mangya (Qinghai Hydropower) wind farm Phase 1 | onshore_wind_turbine | 2128 | 3 | 0 | 0 | 0 | 0 | 0 | 1 | 0 | 0 | 0 | 0 | 0 | 1 | 1 | 0 | 20 | 1 | 20 | 0 | 0 | 0 | 0 | 0 |  | 0 | 1 | 1 | 1 | 1 | 0 | 0
QH | Qinghai Haixi Mangya (Qinghai Hydropower) wind farm Phase 2 | onshore_wind_turbine | 2129 | 3 | 0 | 0 | 0 | 0 | 0 | 1 | 0 | 0 | 0 | 0 | 0 | 1 | 1 | 0 | 50 | 1 | 50 | 0 | 0 | 0 | 0 | 0 |  | 0 | 1 | 1 | 1 | 1 | 0 | 0
QH | Qinghai Haixi Mangya wind farm Phase 3 | onshore_wind_turbine | 2130 | 3 | 0 | 0 | 0 | 0 | 0 | 1 | 0 | 0 | 0 | 0 | 0 | 1 | 1 | 0 | 500 | 1 | 500 | 0 | 0 | 0 | 0 | 0 |  | 0 | 1 | 1 | 1 | 1 | 0 | 0
QH | Qinghai Haixi Mangya wind farm Phase 4 | onshore_wind_turbine | 2131 | 3 | 0 | 0 | 0 | 0 | 0 | 1 | 0 | 0 | 0 | 0 | 0 | 1 | 1 | 0 | 500 | 1 | 500 | 0 | 0 | 0 | 0 | 0 |  | 0 | 1 | 1 | 1 | 1 | 0 | 0
QH | Qinghai Haixi Prefecture Multi-Source Energy Integration Demonstration Project wind farm | onshore_wind_turbine | 2132 | 3 | 0 | 0 | 0 | 0 | 0 | 1 | 0 | 0 | 0 | 0 | 0 | 1 | 1 | 0 | 400 | 1 | 400 | 0 | 0 | 0 | 0 | 0 |  | 0 | 1 | 1 | 1 | 1 | 0 | 0
QH | Qinghai Haiyan (State Power Investment) Distributed wind farm | onshore_wind_turbine | 2133 | 3 | 0 | 0 | 0 | 0 | 0 | 1 | 0 | 0 | 0 | 0 | 0 | 1 | 1 | 0 | 20 | 1 | 20 | 0 | 0 | 0 | 0 | 0 |  | 0 | 1 | 1 | 1 | 1 | 0 | 0
QH | Qinghai Huangyuan distributed (Huahan) wind farm | onshore_wind_turbine | 2134 | 3 | 0 | 0 | 0 | 0 | 0 | 1 | 0 | 0 | 0 | 0 | 0 | 1 | 1 | 0 | 49 | 1 | 49 | 0 | 0 | 0 | 0 | 0 |  | 0 | 1 | 1 | 1 | 1 | 0 | 0
QH | Qinghai Huangyuan distributed (Huahanhai) wind farm | onshore_wind_turbine | 2135 | 3 | 0 | 0 | 0 | 0 | 0 | 1 | 0 | 0 | 0 | 0 | 0 | 1 | 1 | 0 | 49 | 1 | 49 | 0 | 0 | 0 | 0 | 0 |  | 0 | 1 | 1 | 1 | 1 | 0 | 0
QH | Qinghai Huangyuan Riyueshan wind farm Phase 1 | onshore_wind_turbine | 2136 | 3 | 0 | 0 | 0 | 0 | 0 | 1 | 0 | 0 | 0 | 0 | 0 | 1 | 1 | 0 | 15 | 1 | 15 | 0 | 0 | 0 | 0 | 0 |  | 0 | 1 | 1 | 1 | 1 | 0 | 0
QH | Qinghai Ledu distributed wind farm | onshore_wind_turbine | 2137 | 3 | 0 | 0 | 0 | 0 | 0 | 1 | 0 | 0 | 0 | 0 | 0 | 1 | 1 | 0 | 44 | 1 | 44 | 0 | 0 | 0 | 0 | 0 |  | 0 | 1 | 1 | 1 | 1 | 0 | 0
QH | Qinghai Longyuan Haixi wind farm | onshore_wind_turbine | 2138 | 3 | 0 | 0 | 0 | 0 | 0 | 1 | 0 | 0 | 0 | 0 | 0 | 1 | 1 | 0 | 500 | 1 | 500 | 0 | 0 | 0 | 0 | 0 |  | 0 | 1 | 1 | 1 | 1 | 0 | 0
QH | Qinghai Mangya (Datang International) wind farm Phase 1 | onshore_wind_turbine | 2139 | 3 | 0 | 0 | 0 | 0 | 0 | 1 | 0 | 0 | 0 | 0 | 0 | 1 | 1 | 0 | 50 | 1 | 50 | 0 | 0 | 0 | 0 | 0 |  | 0 | 1 | 1 | 1 | 1 | 0 | 0
QH | Qinghai Mangya Lenghu (China Guangdog Nuclear) 500 MW wind farm | onshore_wind_turbine | 2140 | 3 | 0 | 0 | 0 | 0 | 0 | 1 | 0 | 0 | 0 | 0 | 0 | 1 | 1 | 0 | 500 | 1 | 500 | 0 | 0 | 0 | 0 | 0 |  | 0 | 1 | 1 | 1 | 1 | 0 | 0
QH | Qinghai Mangya Lenghu (Qinghai Fengbo) wind farm | onshore_wind_turbine | 2141 | 3 | 0 | 0 | 0 | 0 | 0 | 1 | 0 | 0 | 0 | 0 | 0 | 1 | 1 | 0 | 51 | 1 | 51 | 0 | 0 | 0 | 0 | 0 |  | 0 | 1 | 1 | 1 | 1 | 0 | 0
QH | Qinghai Mangya Lenghu Unsubsidized wind farm Phase 1 | onshore_wind_turbine | 2142 | 3 | 0 | 0 | 0 | 0 | 0 | 1 | 0 | 0 | 0 | 0 | 0 | 1 | 1 | 0 | 200 | 1 | 200 | 0 | 0 | 0 | 0 | 0 |  | 0 | 1 | 1 | 1 | 1 | 0 | 0
QH | Qinghai Qaidam Xitieshan (China Resources) wind farm | onshore_wind_turbine | 2143 | 3 | 0 | 0 | 0 | 0 | 0 | 1 | 0 | 0 | 0 | 0 | 0 | 1 | 1 | 0 | 50 | 1 | 50 | 0 | 0 | 0 | 0 | 0 |  | 0 | 1 | 1 | 1 | 1 | 0 | 0
QH | Qinghai Qaidam Xitieshan (Qinghai Development Investment) wind farm Phase 1 | onshore_wind_turbine | 2144 | 3 | 0 | 0 | 0 | 0 | 0 | 1 | 0 | 0 | 0 | 0 | 0 | 1 | 1 | 0 | 50 | 1 | 50 | 0 | 0 | 0 | 0 | 0 |  | 0 | 1 | 1 | 1 | 1 | 0 | 0
QH | Qinghai Qaidam Xitieshan (Qinghai Development Investment) wind farm Phase 2 | onshore_wind_turbine | 2145 | 3 | 0 | 0 | 0 | 0 | 0 | 1 | 0 | 0 | 0 | 0 | 0 | 1 | 1 | 0 | 50 | 1 | 50 | 0 | 0 | 0 | 0 | 0 |  | 0 | 1 | 1 | 1 | 1 | 0 | 0
QH | Qinghai Qaidam Xitieshan (Qinghai Development Investment) wind farm Phase 3 | onshore_wind_turbine | 2146 | 3 | 0 | 0 | 0 | 0 | 0 | 1 | 0 | 0 | 0 | 0 | 0 | 1 | 1 | 0 | 50 | 1 | 50 | 0 | 0 | 0 | 0 | 0 |  | 0 | 1 | 1 | 1 | 1 | 0 | 0
QH | Qinghai Qaidam Xitieshan Liushaping (Mingyang) wind farm | onshore_wind_turbine | 2147 | 3 | 0 | 0 | 0 | 0 | 0 | 1 | 0 | 0 | 0 | 0 | 0 | 1 | 1 | 0 | 100 | 1 | 100 | 0 | 0 | 0 | 0 | 0 |  | 0 | 1 | 1 | 1 | 1 | 0 | 0
QH | Qinghai Qaidam Xitieshan Liushaping (Three Gorges) wind farm Phase 1 | onshore_wind_turbine | 2148 | 3 | 0 | 0 | 0 | 0 | 0 | 1 | 0 | 0 | 0 | 0 | 0 | 1 | 1 | 0 | 50 | 1 | 50 | 0 | 0 | 0 | 0 | 0 |  | 0 | 1 | 1 | 1 | 1 | 0 | 0
QH | Qinghai Qaidam Xitieshan Liushaping (Three Gorges) wind farm Phase 2 | onshore_wind_turbine | 2149 | 3 | 0 | 0 | 0 | 0 | 0 | 1 | 0 | 0 | 0 | 0 | 0 | 1 | 1 | 0 | 100 | 1 | 100 | 0 | 0 | 0 | 0 | 0 |  | 0 | 1 | 1 | 1 | 1 | 0 | 0
QH | Qinghai Qaidam Xitieshan Liushaping (Three Gorges) wind farm Phase 3 | onshore_wind_turbine | 2150 | 3 | 0 | 0 | 0 | 0 | 0 | 1 | 0 | 0 | 0 | 0 | 0 | 1 | 1 | 0 | 100 | 1 | 100 | 0 | 0 | 0 | 0 | 0 |  | 0 | 1 | 1 | 1 | 1 | 0 | 0
QH | Qinghai Qaidam Xitieshan Mining Area wind farm Phase 1 | onshore_wind_turbine | 2151 | 3 | 0 | 0 | 0 | 0 | 0 | 1 | 0 | 0 | 0 | 0 | 0 | 1 | 1 | 0 | 50 | 1 | 50 | 0 | 0 | 0 | 0 | 0 |  | 0 | 1 | 1 | 1 | 1 | 0 | 0
QH | Qinghai Qaidam Xitieshan Mining Area wind farm Phase 2 | onshore_wind_turbine | 2152 | 3 | 0 | 0 | 0 | 0 | 0 | 1 | 0 | 0 | 0 | 0 | 0 | 1 | 1 | 0 | 100 | 1 | 100 | 0 | 0 | 0 | 0 | 0 |  | 0 | 1 | 1 | 1 | 1 | 0 | 0
QH | Qinghai Wulan County (Huayang) wind farm | onshore_wind_turbine | 2153 | 3 | 0 | 0 | 0 | 0 | 0 | 1 | 0 | 0 | 0 | 0 | 0 | 1 | 1 | 0 | 200 | 1 | 200 | 0 | 0 | 0 | 0 | 0 |  | 0 | 1 | 1 | 1 | 1 | 0 | 0
QH | Qinghai Xitieshan (Dachaidan Quantongchang New Energy) wind farm | onshore_wind_turbine | 2154 | 3 | 0 | 0 | 0 | 0 | 0 | 1 | 0 | 0 | 0 | 0 | 0 | 1 | 1 | 0 | 50 | 1 | 50 | 0 | 0 | 0 | 0 | 0 |  | 0 | 1 | 1 | 1 | 1 | 0 | 0
QH | Qinghai Xitieshan (Longyuan) wind farm Phase 1 | onshore_wind_turbine | 2155 | 3 | 0 | 0 | 0 | 0 | 0 | 1 | 0 | 0 | 0 | 0 | 0 | 1 | 1 | 0 | 50 | 1 | 50 | 0 | 0 | 0 | 0 | 0 |  | 0 | 1 | 1 | 1 | 1 | 0 | 0
QH | Qinghai Xitieshan (Qinghai Huajun New Energy) wind farm | onshore_wind_turbine | 2156 | 3 | 0 | 0 | 0 | 0 | 0 | 1 | 0 | 0 | 0 | 0 | 0 | 1 | 1 | 0 | 50 | 1 | 50 | 0 | 0 | 0 | 0 | 0 |  | 0 | 1 | 1 | 1 | 1 | 0 | 0
QH | Qinghai Xitieshan (Qinghai Qiming New Energy) wind farm Phase 1 | onshore_wind_turbine | 2157 | 3 | 0 | 0 | 0 | 0 | 0 | 1 | 0 | 0 | 0 | 0 | 0 | 1 | 1 | 0 | 50 | 1 | 50 | 0 | 0 | 0 | 0 | 0 |  | 0 | 1 | 1 | 1 | 1 | 0 | 0
QH | Qinghai Xitieshan (Qinghai Qiming New Energy) wind farm Phase 2 | onshore_wind_turbine | 2158 | 3 | 0 | 0 | 0 | 0 | 0 | 1 | 0 | 0 | 0 | 0 | 0 | 1 | 1 | 0 | 50 | 1 | 50 | 0 | 0 | 0 | 0 | 0 |  | 0 | 1 | 1 | 1 | 1 | 0 | 0
NX | Qingtongxia hydroelectric plant | conventional_hydroelectric | 2159 | 4 | 0 | 0 | 0 | 0 | 0 | 0 | 0 | 1 | 0 | 1 | 0 | 0 | 1 | 0 | 272 | 1 | 272 | 272 | 0 | 0 | 0 | 0 |  | 0 | 1 | 1 | 1 | 1 | 0 | 0
NX | Shapotou hydroelectric plant | conventional_hydroelectric | 2160 | 4 | 0 | 0 | 0 | 0 | 0 | 0 | 0 | 1 | 0 | 1 | 0 | 0 | 1 | 0 | 153 | 1 | 153 | 153 | 0 | 0 | 0 | 0 |  | 0 | 1 | 1 | 1 | 1 | 0 | 0
NX | Tangqu hydroelectric plant | conventional_hydroelectric | 2161 | 4 | 0 | 0 | 0 | 0 | 0 | 0 | 0 | 1 | 0 | 1 | 0 | 0 | 1 | 0 | 30 | 1 | 30 | 30 | 0 | 0 | 0 | 0 |  | 0 | 1 | 1 | 1 | 1 | 0 | 0
NX | Daba power station Phase I Unit 5 | cogen_conventional_steam_coal | 2162 | 4 | 0 | 0 | 0 | 1 | 0 | 0 | 0 | 0 | 0 | 0 | 0 | 0 | 0 | 0 | 330 | 1 | 330 | 0 | 1.78 | 117 | 13.7 | 11.7477 | NX_Coal | 0.6425 | 1 | 1 | 0.6 | 0.6 | 8 | 8
NX | Daba power station Phase I Unit 6 | cogen_conventional_steam_coal | 2163 | 4 | 0 | 0 | 0 | 1 | 0 | 0 | 0 | 0 | 0 | 0 | 0 | 0 | 0 | 0 | 330 | 1 | 330 | 0 | 1.78 | 117 | 13.7 | 11.7477 | NX_Coal | 0.6425 | 1 | 1 | 0.6 | 0.6 | 8 | 8
NX | Daba power station Phase II Unit 3 | cogen_conventional_steam_coal | 2164 | 4 | 0 | 0 | 0 | 1 | 0 | 0 | 0 | 0 | 0 | 0 | 0 | 0 | 0 | 0 | 330 | 1 | 330 | 0 | 1.78 | 117 | 13.7 | 11.3126 | NX_Coal | 0.6425 | 1 | 1 | 0.6 | 0.6 | 8 | 8
NX | Daba power station Phase II Unit 4 | cogen_conventional_steam_coal | 2165 | 4 | 0 | 0 | 0 | 1 | 0 | 0 | 0 | 0 | 0 | 0 | 0 | 0 | 0 | 0 | 330 | 1 | 330 | 0 | 1.78 | 117 | 13.7 | 11.3126 | NX_Coal | 0.6425 | 1 | 1 | 0.6 | 0.6 | 8 | 8
NX | Daba power station Phase III Unit 1 | conventional_steam_coal | 2166 | 4 | 0 | 0 | 0 | 1 | 0 | 0 | 0 | 0 | 0 | 0 | 0 | 0 | 0 | 0 | 600 | 1 | 600 | 0 | 1.78 | 117 | 13.7 | 9.5722 | NX_Coal | 0.3875 | 1 | 1 | 0.6 | 0.6 | 8 | 8
NX | Daba power station Phase III Unit 2 | conventional_steam_coal | 2167 | 4 | 0 | 0 | 0 | 1 | 0 | 0 | 0 | 0 | 0 | 0 | 0 | 0 | 0 | 0 | 600 | 1 | 600 | 0 | 1.78 | 117 | 13.7 | 9.5722 | NX_Coal | 0.3875 | 1 | 1 | 0.6 | 0.6 | 8 | 8
NX | Daba power station Phase IV Unit 7 | conventional_steam_coal | 2168 | 4 | 0 | 0 | 0 | 1 | 0 | 0 | 0 | 0 | 0 | 0 | 0 | 0 | 0 | 0 | 660 | 1 | 660 | 0 | 1.78 | 117 | 13.7 | 8.272 | NX_Coal | 0.3875 | 1 | 1 | 0.6 | 0.6 | 8 | 8
NX | Daba power station Phase IV Unit 8 | conventional_steam_coal | 2169 | 4 | 0 | 0 | 0 | 1 | 0 | 0 | 0 | 0 | 0 | 0 | 0 | 0 | 0 | 0 | 660 | 1 | 660 | 0 | 1.78 | 117 | 13.7 | 8.272 | NX_Coal | 0.3875 | 1 | 1 | 0.6 | 0.6 | 8 | 8
NX | Dawukou power station Phase I Unit 5 | cogen_conventional_steam_coal | 2170 | 4 | 0 | 0 | 0 | 1 | 0 | 0 | 0 | 0 | 0 | 0 | 0 | 0 | 0 | 0 | 330 | 1 | 330 | 0 | 1.78 | 117 | 13.7 | 10.4424 | NX_Coal | 0.6425 | 1 | 1 | 0.6 | 0.6 | 8 | 8
NX | Dawukou power station Phase I Unit 6 | cogen_conventional_steam_coal | 2171 | 4 | 0 | 0 | 0 | 1 | 0 | 0 | 0 | 0 | 0 | 0 | 0 | 0 | 0 | 0 | 330 | 1 | 330 | 0 | 1.78 | 117 | 13.7 | 10.4424 | NX_Coal | 0.6425 | 1 | 1 | 0.6 | 0.6 | 8 | 8
NX | Hebin power station Unit 1 | cogen_conventional_steam_coal | 2172 | 4 | 0 | 0 | 0 | 1 | 0 | 0 | 0 | 0 | 0 | 0 | 0 | 0 | 0 | 0 | 150 | 1 | 150 | 0 | 1.78 | 117 | 13.7 | 11.3126 | NX_Coal | 0.6425 | 1 | 1 | 0.6 | 0.6 | 8 | 8
NX | Hebin power station Unit 2 | cogen_conventional_steam_coal | 2173 | 4 | 0 | 0 | 0 | 1 | 0 | 0 | 0 | 0 | 0 | 0 | 0 | 0 | 0 | 0 | 150 | 1 | 150 | 0 | 1.78 | 117 | 13.7 | 11.3126 | NX_Coal | 0.6425 | 1 | 1 | 0.6 | 0.6 | 8 | 8
NX | Linhe power station Unit 1 | conventional_steam_coal | 2174 | 4 | 0 | 0 | 0 | 1 | 0 | 0 | 0 | 0 | 0 | 0 | 0 | 0 | 0 | 0 | 350 | 1 | 350 | 0 | 1.78 | 117 | 13.7 | 10.0908 | NX_Coal | 0.3875 | 1 | 1 | 0.6 | 0.6 | 8 | 8
NX | Linhe power station Unit 2 | conventional_steam_coal | 2175 | 4 | 0 | 0 | 0 | 1 | 0 | 0 | 0 | 0 | 0 | 0 | 0 | 0 | 0 | 0 | 350 | 1 | 350 | 0 | 1.78 | 117 | 13.7 | 10.0908 | NX_Coal | 0.3875 | 1 | 1 | 0.6 | 0.6 | 8 | 8
NX | Linhe power station Unit 3 | conventional_steam_coal | 2176 | 4 | 0 | 0 | 0 | 1 | 0 | 0 | 0 | 0 | 0 | 0 | 0 | 0 | 0 | 0 | 350 | 1 | 350 | 0 | 1.78 | 117 | 13.7 | 10.0908 | NX_Coal | 0.3875 | 1 | 1 | 0.6 | 0.6 | 8 | 8
NX | Ningdong Fangjiazhuang power station Unit 1 | conventional_steam_coal | 2177 | 4 | 0 | 0 | 0 | 1 | 0 | 0 | 0 | 0 | 0 | 0 | 0 | 0 | 0 | 0 | 1000 | 1 | 1000 | 0 | 1.78 | 117 | 13.7 | 8.272 | NX_Coal | 0.3875 | 1 | 1 | 0.6 | 0.6 | 8 | 8
NX | Ningdong Fangjiazhuang power station Unit 2 | conventional_steam_coal | 2178 | 4 | 0 | 0 | 0 | 1 | 0 | 0 | 0 | 0 | 0 | 0 | 0 | 0 | 0 | 0 | 1000 | 1 | 1000 | 0 | 1.78 | 117 | 13.7 | 8.272 | NX_Coal | 0.3875 | 1 | 1 | 0.6 | 0.6 | 8 | 8
NX | Ningdong Maliantai power station Phase I Unit 1 | conventional_steam_coal | 2179 | 4 | 0 | 0 | 0 | 1 | 0 | 0 | 0 | 0 | 0 | 0 | 0 | 0 | 0 | 0 | 330 | 1 | 330 | 0 | 1.78 | 117 | 13.7 | 10.4424 | NX_Coal | 0.3875 | 1 | 1 | 0.6 | 0.6 | 8 | 8
NX | Ningdong Maliantai power station Phase I Unit 2 | conventional_steam_coal | 2180 | 4 | 0 | 0 | 0 | 1 | 0 | 0 | 0 | 0 | 0 | 0 | 0 | 0 | 0 | 0 | 330 | 1 | 330 | 0 | 1.78 | 117 | 13.7 | 10.4424 | NX_Coal | 0.3875 | 1 | 1 | 0.6 | 0.6 | 8 | 8
NX | Ningdong power station Phase I Unit 1 | conventional_steam_coal | 2181 | 4 | 0 | 0 | 0 | 1 | 0 | 0 | 0 | 0 | 0 | 0 | 0 | 0 | 0 | 0 | 330 | 1 | 330 | 0 | 1.78 | 117 | 13.7 | 10.4424 | NX_Coal | 0.3875 | 1 | 1 | 0.6 | 0.6 | 8 | 8
NX | Ningdong power station Phase I Unit 2 | conventional_steam_coal | 2182 | 4 | 0 | 0 | 0 | 1 | 0 | 0 | 0 | 0 | 0 | 0 | 0 | 0 | 0 | 0 | 330 | 1 | 330 | 0 | 1.78 | 117 | 13.7 | 10.4424 | NX_Coal | 0.3875 | 1 | 1 | 0.6 | 0.6 | 8 | 8
NX | Ningdong power station Phase II Unit 3 | conventional_steam_coal | 2183 | 4 | 0 | 0 | 0 | 1 | 0 | 0 | 0 | 0 | 0 | 0 | 0 | 0 | 0 | 0 | 660 | 1 | 660 | 0 | 1.78 | 117 | 13.7 | 8.272 | NX_Coal | 0.3875 | 1 | 1 | 0.6 | 0.6 | 8 | 8
NX | Ningdong power station Phase II Unit 4 | conventional_steam_coal | 2184 | 4 | 0 | 0 | 0 | 1 | 0 | 0 | 0 | 0 | 0 | 0 | 0 | 0 | 0 | 0 | 660 | 1 | 660 | 0 | 1.78 | 117 | 13.7 | 8.272 | NX_Coal | 0.3875 | 1 | 1 | 0.6 | 0.6 | 8 | 8
NX | Ningdong Younglight power station Unit 1 | cogen_conventional_steam_coal | 2185 | 4 | 0 | 0 | 0 | 1 | 0 | 0 | 0 | 0 | 0 | 0 | 0 | 0 | 0 | 0 | 330 | 1 | 330 | 0 | 1.78 | 117 | 13.7 | 10.4424 | NX_Coal | 0.6425 | 1 | 1 | 0.6 | 0.6 | 8 | 8
NX | Ningdong Younglight power station Unit 2 | cogen_conventional_steam_coal | 2186 | 4 | 0 | 0 | 0 | 1 | 0 | 0 | 0 | 0 | 0 | 0 | 0 | 0 | 0 | 0 | 330 | 1 | 330 | 0 | 1.78 | 117 | 13.7 | 10.4424 | NX_Coal | 0.6425 | 1 | 1 | 0.6 | 0.6 | 8 | 8
NX | Ningxia Changyi Clean Energy power station Unit 1 | conventional_steam_coal | 2187 | 4 | 0 | 0 | 0 | 1 | 0 | 0 | 0 | 0 | 0 | 0 | 0 | 0 | 0 | 0 | 40 | 1 | 40 | 0 | 1.78 | 117 | 13.7 | 10.326 | NX_Coal | 0.3875 | 1 | 1 | 0.6 | 0.6 | 8 | 8
NX | Ningxia Changyi Clean Energy power station Unit 2 | conventional_steam_coal | 2188 | 4 | 0 | 0 | 0 | 1 | 0 | 0 | 0 | 0 | 0 | 0 | 0 | 0 | 0 | 0 | 40 | 1 | 40 | 0 | 1.78 | 117 | 13.7 | 10.326 | NX_Coal | 0.3875 | 1 | 1 | 0.6 | 0.6 | 8 | 8
NX | Ningxia Jinyuyuan Chemical power station Unit 3 | cogen_conventional_steam_coal | 2189 | 4 | 0 | 0 | 0 | 1 | 0 | 0 | 0 | 0 | 0 | 0 | 0 | 0 | 0 | 0 | 50 | 1 | 50 | 0 | 1.78 | 117 | 13.7 | 11.1865 | NX_Coal | 0.6425 | 1 | 1 | 0.6 | 0.6 | 8 | 8
NX | Ningxia Jinyuyuan Chemical power station Unit 4 | cogen_conventional_steam_coal | 2190 | 4 | 0 | 0 | 0 | 1 | 0 | 0 | 0 | 0 | 0 | 0 | 0 | 0 | 0 | 0 | 50 | 1 | 50 | 0 | 1.78 | 117 | 13.7 | 11.1865 | NX_Coal | 0.6425 | 1 | 1 | 0.6 | 0.6 | 8 | 8
NX | Ningxia Lingwu power station Phase I Unit 1 | cogen_conventional_steam_coal | 2191 | 4 | 0 | 0 | 0 | 1 | 0 | 0 | 0 | 0 | 0 | 0 | 0 | 0 | 0 | 0 | 600 | 1 | 600 | 0 | 1.78 | 117 | 13.7 | 9.5722 | NX_Coal | 0.6425 | 1 | 1 | 0.6 | 0.6 | 8 | 8
NX | Ningxia Lingwu power station Phase I Unit 2 | cogen_conventional_steam_coal | 2192 | 4 | 0 | 0 | 0 | 1 | 0 | 0 | 0 | 0 | 0 | 0 | 0 | 0 | 0 | 0 | 600 | 1 | 600 | 0 | 1.78 | 117 | 13.7 | 9.5722 | NX_Coal | 0.6425 | 1 | 1 | 0.6 | 0.6 | 8 | 8
NX | Ningxia Lingwu power station Phase II Unit 3 | cogen_conventional_steam_coal | 2193 | 4 | 0 | 0 | 0 | 1 | 0 | 0 | 0 | 0 | 0 | 0 | 0 | 0 | 0 | 0 | 1060 | 1 | 1060 | 0 | 1.78 | 117 | 13.7 | 9.0992 | NX_Coal | 0.6425 | 1 | 1 | 0.6 | 0.6 | 8 | 8
NX | Ningxia Lingwu power station Phase II Unit 4 | cogen_conventional_steam_coal | 2194 | 4 | 0 | 0 | 0 | 1 | 0 | 0 | 0 | 0 | 0 | 0 | 0 | 0 | 0 | 0 | 1060 | 1 | 1060 | 0 | 1.78 | 117 | 13.7 | 9.0992 | NX_Coal | 0.6425 | 1 | 1 | 0.6 | 0.6 | 8 | 8
NX | Ningxia Liupanshan power station Unit 1 | cogen_conventional_steam_coal | 2195 | 4 | 0 | 0 | 0 | 1 | 0 | 0 | 0 | 0 | 0 | 0 | 0 | 0 | 0 | 0 | 330 | 1 | 330 | 0 | 1.78 | 117 | 13.7 | 10.4424 | NX_Coal | 0.6425 | 1 | 1 | 0.6 | 0.6 | 8 | 8
NX | Ningxia Liupanshan power station Unit 2 | cogen_conventional_steam_coal | 2196 | 4 | 0 | 0 | 0 | 1 | 0 | 0 | 0 | 0 | 0 | 0 | 0 | 0 | 0 | 0 | 330 | 1 | 330 | 0 | 1.78 | 117 | 13.7 | 10.4424 | NX_Coal | 0.6425 | 1 | 1 | 0.6 | 0.6 | 8 | 8
NX | Ningxia Meili power station Unit 3 | cogen_conventional_steam_coal | 2197 | 4 | 0 | 0 | 0 | 1 | 0 | 0 | 0 | 0 | 0 | 0 | 0 | 0 | 0 | 0 | 50 | 1 | 50 | 0 | 1.78 | 117 | 13.7 | 12.1828 | NX_Coal | 0.6425 | 1 | 1 | 0.6 | 0.6 | 8 | 8
NX | Ningxia Meili power station Unit 4 | cogen_conventional_steam_coal | 2198 | 4 | 0 | 0 | 0 | 1 | 0 | 0 | 0 | 0 | 0 | 0 | 0 | 0 | 0 | 0 | 50 | 1 | 50 | 0 | 1.78 | 117 | 13.7 | 12.1828 | NX_Coal | 0.6425 | 1 | 1 | 0.6 | 0.6 | 8 | 8
NX | Ningxia Meili power station Unit 5 | cogen_conventional_steam_coal | 2199 | 4 | 0 | 0 | 0 | 1 | 0 | 0 | 0 | 0 | 0 | 0 | 0 | 0 | 0 | 0 | 50 | 1 | 50 | 0 | 1.78 | 117 | 13.7 | 12.1828 | NX_Coal | 0.6425 | 1 | 1 | 0.6 | 0.6 | 8 | 8
NX | Ningxia Olefin power station Unit 3 | cogen_conventional_steam_coal | 2200 | 4 | 0 | 0 | 0 | 1 | 0 | 0 | 0 | 0 | 0 | 0 | 0 | 0 | 0 | 0 | 50 | 1 | 50 | 0 | 1.78 | 117 | 13.7 | 11.1865 | NX_Coal | 0.6425 | 1 | 1 | 0.6 | 0.6 | 8 | 8
NX | Ningxia Olefin power station Unit 4 | cogen_conventional_steam_coal | 2201 | 4 | 0 | 0 | 0 | 1 | 0 | 0 | 0 | 0 | 0 | 0 | 0 | 0 | 0 | 0 | 50 | 1 | 50 | 0 | 1.78 | 117 | 13.7 | 11.1865 | NX_Coal | 0.6425 | 1 | 1 | 0.6 | 0.6 | 8 | 8
NX | Ningxia Risheng Gaoxin Captive power station Phase II Unit 4 | cogen_conventional_steam_coal | 2202 | 4 | 0 | 0 | 0 | 1 | 0 | 0 | 0 | 0 | 0 | 0 | 0 | 0 | 0 | 0 | 30 | 1 | 30 | 0 | 1.78 | 117 | 13.7 | 10.326 | NX_Coal | 0.6425 | 1 | 1 | 0.6 | 0.6 | 8 | 8
NX | Ningxia Risheng Gaoxin Captive power station Unit 1 | cogen_conventional_steam_coal | 2203 | 4 | 0 | 0 | 0 | 1 | 0 | 0 | 0 | 0 | 0 | 0 | 0 | 0 | 0 | 0 | 30 | 1 | 30 | 0 | 1.78 | 117 | 13.7 | 10.326 | NX_Coal | 0.6425 | 1 | 1 | 0.6 | 0.6 | 8 | 8
NX | Ningxia Risheng Gaoxin Captive power station Unit 2 | cogen_conventional_steam_coal | 2204 | 4 | 0 | 0 | 0 | 1 | 0 | 0 | 0 | 0 | 0 | 0 | 0 | 0 | 0 | 0 | 30 | 1 | 30 | 0 | 1.78 | 117 | 13.7 | 10.326 | NX_Coal | 0.6425 | 1 | 1 | 0.6 | 0.6 | 8 | 8
NX | Ningxia Risheng Gaoxin Captive power station Unit 3 | cogen_conventional_steam_coal | 2205 | 4 | 0 | 0 | 0 | 1 | 0 | 0 | 0 | 0 | 0 | 0 | 0 | 0 | 0 | 0 | 30 | 1 | 30 | 0 | 1.78 | 117 | 13.7 | 10.326 | NX_Coal | 0.6425 | 1 | 1 | 0.6 | 0.6 | 8 | 8
NX | Ningxia Tianrui Cogen power station Unit 3 | cogen_conventional_steam_coal | 2206 | 4 | 0 | 0 | 0 | 1 | 0 | 0 | 0 | 0 | 0 | 0 | 0 | 0 | 0 | 0 | 50 | 1 | 50 | 0 | 1.78 | 117 | 13.7 | 10.326 | NX_Coal | 0.6425 | 1 | 1 | 0.6 | 0.6 | 8 | 8
NX | Ningxia Tianrui Cogen power station Unit 4 | cogen_conventional_steam_coal | 2207 | 4 | 0 | 0 | 0 | 1 | 0 | 0 | 0 | 0 | 0 | 0 | 0 | 0 | 0 | 0 | 50 | 1 | 50 | 0 | 1.78 | 117 | 13.7 | 10.326 | NX_Coal | 0.6425 | 1 | 1 | 0.6 | 0.6 | 8 | 8
NX | Ningxia Zaoquan power station Unit 1 | conventional_steam_coal | 2208 | 4 | 0 | 0 | 0 | 1 | 0 | 0 | 0 | 0 | 0 | 0 | 0 | 0 | 0 | 0 | 660 | 1 | 660 | 0 | 1.78 | 117 | 13.7 | 8.272 | NX_Coal | 0.3875 | 1 | 1 | 0.6 | 0.6 | 8 | 8
NX | Ningxia Zaoquan power station Unit 2 | conventional_steam_coal | 2209 | 4 | 0 | 0 | 0 | 1 | 0 | 0 | 0 | 0 | 0 | 0 | 0 | 0 | 0 | 0 | 660 | 1 | 660 | 0 | 1.78 | 117 | 13.7 | 8.272 | NX_Coal | 0.3875 | 1 | 1 | 0.6 | 0.6 | 8 | 8
NX | Ningxia Zhongning-2 power station Unit 1 | cogen_conventional_steam_coal | 2210 | 4 | 0 | 0 | 0 | 1 | 0 | 0 | 0 | 0 | 0 | 0 | 0 | 0 | 0 | 0 | 330 | 1 | 330 | 0 | 1.78 | 117 | 13.7 | 11.3126 | NX_Coal | 0.6425 | 1 | 1 | 0.6 | 0.6 | 8 | 8
NX | Ningxia Zhongning-2 power station Unit 2 | cogen_conventional_steam_coal | 2211 | 4 | 0 | 0 | 0 | 1 | 0 | 0 | 0 | 0 | 0 | 0 | 0 | 0 | 0 | 0 | 330 | 1 | 330 | 0 | 1.78 | 117 | 13.7 | 10.4424 | NX_Coal | 0.6425 | 1 | 1 | 0.6 | 0.6 | 8 | 8
NX | Pingluo power station Unit 1 | cogen_conventional_steam_coal | 2212 | 4 | 0 | 0 | 0 | 1 | 0 | 0 | 0 | 0 | 0 | 0 | 0 | 0 | 0 | 0 | 660 | 1 | 660 | 0 | 1.78 | 117 | 13.7 | 8.272 | NX_Coal | 0.6425 | 1 | 1 | 0.6 | 0.6 | 8 | 8
NX | Pingluo power station Unit 2 | cogen_conventional_steam_coal | 2213 | 4 | 0 | 0 | 0 | 1 | 0 | 0 | 0 | 0 | 0 | 0 | 0 | 0 | 0 | 0 | 660 | 1 | 660 | 0 | 1.78 | 117 | 13.7 | 8.272 | NX_Coal | 0.6425 | 1 | 1 | 0.6 | 0.6 | 8 | 8
NX | Qingtongxia Aluminum Works power station Unit 1 | conventional_steam_coal | 2214 | 4 | 0 | 0 | 0 | 1 | 0 | 0 | 0 | 0 | 0 | 0 | 0 | 0 | 0 | 0 | 330 | 1 | 330 | 0 | 1.78 | 117 | 13.7 | 10.4424 | NX_Coal | 0.3875 | 1 | 1 | 0.6 | 0.6 | 8 | 8
NX | Qingtongxia Aluminum Works power station Unit 2 | conventional_steam_coal | 2215 | 4 | 0 | 0 | 0 | 1 | 0 | 0 | 0 | 0 | 0 | 0 | 0 | 0 | 0 | 0 | 330 | 1 | 330 | 0 | 1.78 | 117 | 13.7 | 10.4424 | NX_Coal | 0.3875 | 1 | 1 | 0.6 | 0.6 | 8 | 8
NX | Shenery Wuzhong power station Unit 1 | cogen_conventional_steam_coal | 2216 | 4 | 0 | 0 | 0 | 1 | 0 | 0 | 0 | 0 | 0 | 0 | 0 | 0 | 0 | 0 | 350 | 1 | 350 | 0 | 1.78 | 117 | 13.7 | 9.2499 | NX_Coal | 0.6425 | 1 | 1 | 0.6 | 0.6 | 8 | 8
NX | Shenery Wuzhong power station Unit 2 | cogen_conventional_steam_coal | 2217 | 4 | 0 | 0 | 0 | 1 | 0 | 0 | 0 | 0 | 0 | 0 | 0 | 0 | 0 | 0 | 350 | 1 | 350 | 0 | 1.78 | 117 | 13.7 | 9.2499 | NX_Coal | 0.6425 | 1 | 1 | 0.6 | 0.6 | 8 | 8
NX | Shizuishan power station Phase II Unit 1 | cogen_conventional_steam_coal | 2218 | 4 | 0 | 0 | 0 | 1 | 0 | 0 | 0 | 0 | 0 | 0 | 0 | 0 | 0 | 0 | 330 | 1 | 330 | 0 | 1.78 | 117 | 13.7 | 11.3126 | NX_Coal | 0.6425 | 1 | 1 | 0.6 | 0.6 | 8 | 8
NX | Shizuishan power station Phase II Unit 2 | cogen_conventional_steam_coal | 2219 | 4 | 0 | 0 | 0 | 1 | 0 | 0 | 0 | 0 | 0 | 0 | 0 | 0 | 0 | 0 | 330 | 1 | 330 | 0 | 1.78 | 117 | 13.7 | 11.3126 | NX_Coal | 0.6425 | 1 | 1 | 0.6 | 0.6 | 8 | 8
NX | Shizuishan power station Phase II Unit 3 | cogen_conventional_steam_coal | 2220 | 4 | 0 | 0 | 0 | 1 | 0 | 0 | 0 | 0 | 0 | 0 | 0 | 0 | 0 | 0 | 330 | 1 | 330 | 0 | 1.78 | 117 | 13.7 | 11.3126 | NX_Coal | 0.6425 | 1 | 1 | 0.6 | 0.6 | 8 | 8
NX | Shizuishan power station Phase II Unit 4 | cogen_conventional_steam_coal | 2221 | 4 | 0 | 0 | 0 | 1 | 0 | 0 | 0 | 0 | 0 | 0 | 0 | 0 | 0 | 0 | 330 | 1 | 330 | 0 | 1.78 | 117 | 13.7 | 11.3126 | NX_Coal | 0.6425 | 1 | 1 | 0.6 | 0.6 | 8 | 8
NX | Shizuishan power station Phase II Unit 5 | cogen_conventional_steam_coal | 2222 | 4 | 0 | 0 | 0 | 1 | 0 | 0 | 0 | 0 | 0 | 0 | 0 | 0 | 0 | 0 | 350 | 1 | 350 | 0 | 1.78 | 117 | 13.7 | 10.4424 | NX_Coal | 0.6425 | 1 | 1 | 0.6 | 0.6 | 8 | 8
NX | Shizuishan power station Phase II Unit 6 | cogen_conventional_steam_coal | 2223 | 4 | 0 | 0 | 0 | 1 | 0 | 0 | 0 | 0 | 0 | 0 | 0 | 0 | 0 | 0 | 350 | 1 | 350 | 0 | 1.78 | 117 | 13.7 | 10.4424 | NX_Coal | 0.6425 | 1 | 1 | 0.6 | 0.6 | 8 | 8
NX | Shuidonggou power station Unit 1 | conventional_steam_coal | 2224 | 4 | 0 | 0 | 0 | 1 | 0 | 0 | 0 | 0 | 0 | 0 | 0 | 0 | 0 | 0 | 600 | 1 | 600 | 0 | 1.78 | 117 | 13.7 | 9.2499 | NX_Coal | 0.3875 | 1 | 1 | 0.6 | 0.6 | 8 | 8
NX | Shuidonggou power station Unit 2 | conventional_steam_coal | 2225 | 4 | 0 | 0 | 0 | 1 | 0 | 0 | 0 | 0 | 0 | 0 | 0 | 0 | 0 | 0 | 600 | 1 | 600 | 0 | 1.78 | 117 | 13.7 | 9.2499 | NX_Coal | 0.3875 | 1 | 1 | 0.6 | 0.6 | 8 | 8
NX | Tianyuan Manganese power station Unit 1 | cogen_conventional_steam_coal | 2226 | 4 | 0 | 0 | 0 | 1 | 0 | 0 | 0 | 0 | 0 | 0 | 0 | 0 | 0 | 0 | 350 | 1 | 350 | 0 | 1.78 | 117 | 13.7 | 9.2499 | NX_Coal | 0.6425 | 1 | 1 | 0.6 | 0.6 | 8 | 8
NX | Tianyuan Manganese power station Unit 2 | cogen_conventional_steam_coal | 2227 | 4 | 0 | 0 | 0 | 1 | 0 | 0 | 0 | 0 | 0 | 0 | 0 | 0 | 0 | 0 | 350 | 1 | 350 | 0 | 1.78 | 117 | 13.7 | 9.2499 | NX_Coal | 0.6425 | 1 | 1 | 0.6 | 0.6 | 8 | 8
NX | Xixia Ningxia power station Phase I Unit 1 | cogen_conventional_steam_coal | 2228 | 4 | 0 | 0 | 0 | 1 | 0 | 0 | 0 | 0 | 0 | 0 | 0 | 0 | 0 | 0 | 200 | 1 | 200 | 0 | 1.78 | 117 | 13.7 | 11.3126 | NX_Coal | 0.6425 | 1 | 1 | 0.6 | 0.6 | 8 | 8
NX | Xixia Ningxia power station Phase I Unit 2 | cogen_conventional_steam_coal | 2229 | 4 | 0 | 0 | 0 | 1 | 0 | 0 | 0 | 0 | 0 | 0 | 0 | 0 | 0 | 0 | 200 | 1 | 200 | 0 | 1.78 | 117 | 13.7 | 11.3126 | NX_Coal | 0.6425 | 1 | 1 | 0.6 | 0.6 | 8 | 8
NX | Xixia Ningxia power station Phase II Unit 3 | cogen_conventional_steam_coal | 2230 | 4 | 0 | 0 | 0 | 1 | 0 | 0 | 0 | 0 | 0 | 0 | 0 | 0 | 0 | 0 | 350 | 1 | 350 | 0 | 1.78 | 117 | 13.7 | 9.2499 | NX_Coal | 0.6425 | 1 | 1 | 0.6 | 0.6 | 8 | 8
NX | Xixia Ningxia power station Phase II Unit 4 | cogen_conventional_steam_coal | 2231 | 4 | 0 | 0 | 0 | 1 | 0 | 0 | 0 | 0 | 0 | 0 | 0 | 0 | 0 | 0 | 350 | 1 | 350 | 0 | 1.78 | 117 | 13.7 | 9.2499 | NX_Coal | 0.6425 | 1 | 1 | 0.6 | 0.6 | 8 | 8
NX | Yinxing power station Unit 1 | cogen_conventional_steam_coal | 2232 | 4 | 0 | 0 | 0 | 1 | 0 | 0 | 0 | 0 | 0 | 0 | 0 | 0 | 0 | 0 | 660 | 1 | 660 | 0 | 1.78 | 117 | 13.7 | 8.272 | NX_Coal | 0.6425 | 1 | 1 | 0.6 | 0.6 | 8 | 8
NX | Yinxing power station Unit 2 | cogen_conventional_steam_coal | 2233 | 4 | 0 | 0 | 0 | 1 | 0 | 0 | 0 | 0 | 0 | 0 | 0 | 0 | 0 | 0 | 660 | 1 | 660 | 0 | 1.78 | 117 | 13.7 | 8.272 | NX_Coal | 0.6425 | 1 | 1 | 0.6 | 0.6 | 8 | 8
NX | Yuanyang Lake power station Phase I Unit 1 | conventional_steam_coal | 2234 | 4 | 0 | 0 | 0 | 1 | 0 | 0 | 0 | 0 | 0 | 0 | 0 | 0 | 0 | 0 | 660 | 1 | 660 | 0 | 1.78 | 117 | 13.7 | 9.2499 | NX_Coal | 0.3875 | 1 | 1 | 0.6 | 0.6 | 8 | 8
NX | Yuanyang Lake power station Phase I Unit 2 | conventional_steam_coal | 2235 | 4 | 0 | 0 | 0 | 1 | 0 | 0 | 0 | 0 | 0 | 0 | 0 | 0 | 0 | 0 | 660 | 1 | 660 | 0 | 1.78 | 117 | 13.7 | 9.2499 | NX_Coal | 0.3875 | 1 | 1 | 0.6 | 0.6 | 8 | 8
NX | Yuanyang Lake power station Phase II Unit 3 | conventional_steam_coal | 2236 | 4 | 0 | 0 | 0 | 1 | 0 | 0 | 0 | 0 | 0 | 0 | 0 | 0 | 0 | 0 | 1100 | 1 | 1100 | 0 | 1.78 | 117 | 13.7 | 8.272 | NX_Coal | 0.3875 | 1 | 1 | 0.6 | 0.6 | 8 | 8
NX | Yuanyang Lake power station Phase II Unit 4 | conventional_steam_coal | 2237 | 4 | 0 | 0 | 0 | 1 | 0 | 0 | 0 | 0 | 0 | 0 | 0 | 0 | 0 | 0 | 1100 | 1 | 1100 | 0 | 1.78 | 117 | 13.7 | 8.272 | NX_Coal | 0.3875 | 1 | 1 | 0.6 | 0.6 | 8 | 8
NX | Zhongwei power station Unit 1 | cogen_conventional_steam_coal | 2238 | 4 | 0 | 0 | 0 | 1 | 0 | 0 | 0 | 0 | 0 | 0 | 0 | 0 | 0 | 0 | 350 | 1 | 350 | 0 | 1.78 | 117 | 13.7 | 9.2499 | NX_Coal | 0.6425 | 1 | 1 | 0.6 | 0.6 | 8 | 8
NX | Zhongwei power station Unit 2 | cogen_conventional_steam_coal | 2239 | 4 | 0 | 0 | 0 | 1 | 0 | 0 | 0 | 0 | 0 | 0 | 0 | 0 | 0 | 0 | 350 | 1 | 350 | 0 | 1.78 | 117 | 13.7 | 9.2499 | NX_Coal | 0.6425 | 1 | 1 | 0.6 | 0.6 | 8 | 8
NX | CECEP Suntech solar project | solar_photovoltaic | 2240 | 4 | 0 | 1 | 0 | 0 | 0 | 0 | 0 | 0 | 0 | 0 | 0 | 1 | 1 | 0 | 10 | 1 | 10 | 0 | 0 | 0 | 0 | 0 |  | 0 | 1 | 1 | 1 | 1 | 0 | 0
NX | CECEP Zhongwei solar project | solar_photovoltaic | 2241 | 4 | 0 | 1 | 0 | 0 | 0 | 0 | 0 | 0 | 0 | 0 | 0 | 1 | 1 | 0 | 10 | 1 | 10 | 0 | 0 | 0 | 0 | 0 |  | 0 | 1 | 1 | 1 | 1 | 0 | 0
NX | China Energy Conservation Investment Corporation Taiyangshan solar project | solar_photovoltaic | 2242 | 4 | 0 | 1 | 0 | 0 | 0 | 0 | 0 | 0 | 0 | 0 | 0 | 1 | 1 | 0 | 10 | 1 | 10 | 0 | 0 | 0 | 0 | 0 |  | 0 | 1 | 1 | 1 | 1 | 0 | 0
NX | Dawukou A solar project | solar_photovoltaic | 2243 | 4 | 0 | 1 | 0 | 0 | 0 | 0 | 0 | 0 | 0 | 0 | 0 | 1 | 1 | 0 | 10.5 | 1 | 10.5 | 0 | 0 | 0 | 0 | 0 |  | 0 | 1 | 1 | 1 | 1 | 0 | 0
NX | Fangjiagou solar project | solar_photovoltaic | 2244 | 4 | 0 | 1 | 0 | 0 | 0 | 0 | 0 | 0 | 0 | 0 | 0 | 1 | 1 | 0 | 8 | 1 | 8 | 0 | 0 | 0 | 0 | 0 |  | 0 | 1 | 1 | 1 | 1 | 0 | 0
NX | Guodian Electric Power Wuzhong Taiyangshan Wind Solar and Storage solar project | solar_photovoltaic | 2245 | 4 | 0 | 1 | 0 | 0 | 0 | 0 | 0 | 0 | 0 | 0 | 0 | 1 | 1 | 0 | 10.3 | 1 | 10.3 | 0 | 0 | 0 | 0 | 0 |  | 0 | 1 | 1 | 1 | 1 | 0 | 0
NX | Guodian Power Zhongwei solar project | solar_photovoltaic | 2246 | 4 | 0 | 1 | 0 | 0 | 0 | 0 | 0 | 0 | 0 | 0 | 0 | 1 | 1 | 0 | 10 | 1 | 10 | 0 | 0 | 0 | 0 | 0 |  | 0 | 1 | 1 | 1 | 1 | 0 | 0
NX | Jinggou solar project | solar_photovoltaic | 2247 | 4 | 0 | 1 | 0 | 0 | 0 | 0 | 0 | 0 | 0 | 0 | 0 | 1 | 1 | 0 | 10.5 | 1 | 10.5 | 0 | 0 | 0 | 0 | 0 |  | 0 | 1 | 1 | 1 | 1 | 0 | 0
NX | Leye Photovoltaic Energy solar project | solar_photovoltaic | 2248 | 4 | 0 | 1 | 0 | 0 | 0 | 0 | 0 | 0 | 0 | 0 | 0 | 1 | 1 | 0 | 4.5 | 1 | 4.5 | 0 | 0 | 0 | 0 | 0 |  | 0 | 1 | 1 | 1 | 1 | 0 | 0
NX | Luoshitan F solar project | solar_photovoltaic | 2249 | 4 | 0 | 1 | 0 | 0 | 0 | 0 | 0 | 0 | 0 | 0 | 0 | 1 | 1 | 0 | 9 | 1 | 9 | 0 | 0 | 0 | 0 | 0 |  | 0 | 1 | 1 | 1 | 1 | 0 | 0
NX | Machanghu solar project | solar_photovoltaic | 2250 | 4 | 0 | 1 | 0 | 0 | 0 | 0 | 0 | 0 | 0 | 0 | 0 | 1 | 1 | 0 | 10 | 1 | 10 | 0 | 0 | 0 | 0 | 0 |  | 0 | 1 | 1 | 1 | 1 | 0 | 0
NX | Majiatan C solar project | solar_photovoltaic | 2251 | 4 | 0 | 1 | 0 | 0 | 0 | 0 | 0 | 0 | 0 | 0 | 0 | 1 | 1 | 0 | 14.7 | 1 | 14.7 | 0 | 0 | 0 | 0 | 0 |  | 0 | 1 | 1 | 1 | 1 | 0 | 0
NX | Majiatan D solar project | solar_photovoltaic | 2252 | 4 | 0 | 1 | 0 | 0 | 0 | 0 | 0 | 0 | 0 | 0 | 0 | 1 | 1 | 0 | 6 | 1 | 6 | 0 | 0 | 0 | 0 | 0 |  | 0 | 1 | 1 | 1 | 1 | 0 | 0
NX | Majiatan E solar project | solar_photovoltaic | 2253 | 4 | 0 | 1 | 0 | 0 | 0 | 0 | 0 | 0 | 0 | 0 | 0 | 1 | 1 | 0 | 5 | 1 | 5 | 0 | 0 | 0 | 0 | 0 |  | 0 | 1 | 1 | 1 | 1 | 0 | 0
NX | Ningdong solar project | solar_photovoltaic | 2254 | 4 | 0 | 1 | 0 | 0 | 0 | 0 | 0 | 0 | 0 | 0 | 0 | 1 | 1 | 0 | 6 | 1 | 6 | 0 | 0 | 0 | 0 | 0 |  | 0 | 1 | 1 | 1 | 1 | 0 | 0
NX | Ningxia - Hunan Power Export (Hunan Energy) 100 MW solar farm | solar_photovoltaic | 2255 | 4 | 0 | 1 | 0 | 0 | 0 | 0 | 0 | 0 | 0 | 0 | 0 | 1 | 1 | 0 | 100 | 1 | 100 | 0 | 0 | 0 | 0 | 0 |  | 0 | 1 | 1 | 1 | 1 | 0 | 0
NX | Ningxia - Hunan Power Export Hongsibao (China Railcar Zhuzhou) solar farm Phase 1 | solar_photovoltaic | 2256 | 4 | 0 | 1 | 0 | 0 | 0 | 0 | 0 | 0 | 0 | 0 | 0 | 1 | 1 | 0 | 200 | 1 | 200 | 0 | 0 | 0 | 0 | 0 |  | 0 | 1 | 1 | 1 | 1 | 0 | 0
NX | Ningxia - Hunan Power Export Hongsibao (Wuling Power) solar farm Phase 1 | solar_photovoltaic | 2257 | 4 | 0 | 1 | 0 | 0 | 0 | 0 | 0 | 0 | 0 | 0 | 0 | 1 | 1 | 0 | 100 | 1 | 100 | 0 | 0 | 0 | 0 | 0 |  | 0 | 1 | 1 | 1 | 1 | 0 | 0
NX | Ningxia - Hunan Power Export Hongsibu (Hunan Investment) solar farm Phase 1 | solar_photovoltaic | 2258 | 4 | 0 | 1 | 0 | 0 | 0 | 0 | 0 | 0 | 0 | 0 | 0 | 1 | 1 | 0 | 1000 | 1 | 1000 | 0 | 0 | 0 | 0 | 0 |  | 0 | 1 | 1 | 1 | 1 | 0 | 0
NX | Ningxia - Hunan Power Export Tengger Desert solar farm Phase 1 | solar_photovoltaic | 2259 | 4 | 0 | 1 | 0 | 0 | 0 | 0 | 0 | 0 | 0 | 0 | 0 | 1 | 1 | 0 | 1000 | 1 | 1000 | 0 | 0 | 0 | 0 | 0 |  | 0 | 1 | 1 | 1 | 1 | 0 | 0
NX | Ningxia - Hunan Power Export Tengger Desert solar farm Phase 2 | solar_photovoltaic | 2260 | 4 | 0 | 1 | 0 | 0 | 0 | 0 | 0 | 0 | 0 | 0 | 0 | 1 | 1 | 0 | 2000 | 1 | 2000 | 0 | 0 | 0 | 0 | 0 |  | 0 | 1 | 1 | 1 | 1 | 0 | 0
NX | Ningxia - Zhejiang Power Export Lingwu solar farm North area | solar_photovoltaic | 2261 | 4 | 0 | 1 | 0 | 0 | 0 | 0 | 0 | 0 | 0 | 0 | 0 | 1 | 1 | 0 | 1000 | 1 | 1000 | 0 | 0 | 0 | 0 | 0 |  | 0 | 1 | 1 | 1 | 1 | 0 | 0
NX | Ningxia - Zhejiang Power Export Lingwu solar farm South area | solar_photovoltaic | 2262 | 4 | 0 | 1 | 0 | 0 | 0 | 0 | 0 | 0 | 0 | 0 | 0 | 1 | 1 | 0 | 1000 | 1 | 1000 | 0 | 0 | 0 | 0 | 0 |  | 0 | 1 | 1 | 1 | 1 | 0 | 0
NX | Ningxia - Zhejiang Power Export Ningdong solar farm | solar_photovoltaic | 2263 | 4 | 0 | 1 | 0 | 0 | 0 | 0 | 0 | 0 | 0 | 0 | 0 | 1 | 1 | 0 | 1500 | 1 | 1500 | 0 | 0 | 0 | 0 | 0 |  | 0 | 1 | 1 | 1 | 1 | 0 | 0
NX | Ningxia Bairun Sunshine New Energy solar project | solar_photovoltaic | 2264 | 4 | 0 | 1 | 0 | 0 | 0 | 0 | 0 | 0 | 0 | 0 | 0 | 1 | 1 | 0 | 5 | 1 | 5 | 0 | 0 | 0 | 0 | 0 |  | 0 | 1 | 1 | 1 | 1 | 0 | 0
NX | Ningxia Changhe Sunshine Huinong solar project | solar_photovoltaic | 2265 | 4 | 0 | 1 | 0 | 0 | 0 | 0 | 0 | 0 | 0 | 0 | 0 | 1 | 1 | 0 | 10 | 1 | 10 | 0 | 0 | 0 | 0 | 0 |  | 0 | 1 | 1 | 1 | 1 | 0 | 0
NX | Ningxia Dawukou Changshen solar farm | solar_photovoltaic | 2266 | 4 | 0 | 1 | 0 | 0 | 0 | 0 | 0 | 0 | 0 | 0 | 0 | 1 | 1 | 0 | 20 | 1 | 20 | 0 | 0 | 0 | 0 | 0 |  | 0 | 1 | 1 | 1 | 1 | 0 | 0
NX | Ningxia Dawukou National Energy Group Coal solar project I | solar_photovoltaic | 2267 | 4 | 0 | 1 | 0 | 0 | 0 | 0 | 0 | 0 | 0 | 0 | 0 | 1 | 1 | 0 | 5.9 | 1 | 5.9 | 0 | 0 | 0 | 0 | 0 |  | 0 | 1 | 1 | 1 | 1 | 0 | 0
NX | Ningxia Dawukou National Energy Group Coal solar project II | solar_photovoltaic | 2268 | 4 | 0 | 1 | 0 | 0 | 0 | 0 | 0 | 0 | 0 | 0 | 0 | 1 | 1 | 0 | 5.7 | 1 | 5.7 | 0 | 0 | 0 | 0 | 0 |  | 0 | 1 | 1 | 1 | 1 | 0 | 0
NX | Ningxia Dawukou National Energy Group Coal solar project III | solar_photovoltaic | 2269 | 4 | 0 | 1 | 0 | 0 | 0 | 0 | 0 | 0 | 0 | 0 | 0 | 1 | 1 | 0 | 2.6 | 1 | 2.6 | 0 | 0 | 0 | 0 | 0 |  | 0 | 1 | 1 | 1 | 1 | 0 | 0
NX | Ningxia Dawukou National Energy Group Coal solar project IV | solar_photovoltaic | 2270 | 4 | 0 | 1 | 0 | 0 | 0 | 0 | 0 | 0 | 0 | 0 | 0 | 1 | 1 | 0 | 3 | 1 | 3 | 0 | 0 | 0 | 0 | 0 |  | 0 | 1 | 1 | 1 | 1 | 0 | 0
NX | Ningxia Electric Power Investment Taiyangshan solar project | solar_photovoltaic | 2271 | 4 | 0 | 1 | 0 | 0 | 0 | 0 | 0 | 0 | 0 | 0 | 0 | 1 | 1 | 0 | 10 | 1 | 10 | 0 | 0 | 0 | 0 | 0 |  | 0 | 1 | 1 | 1 | 1 | 0 | 0
NX | Ningxia Group Gaoshawo solar project | solar_photovoltaic | 2272 | 4 | 0 | 1 | 0 | 0 | 0 | 0 | 0 | 0 | 0 | 0 | 0 | 1 | 1 | 0 | 10 | 1 | 10 | 0 | 0 | 0 | 0 | 0 |  | 0 | 1 | 1 | 1 | 1 | 0 | 0
NX | Ningxia Group Taiyangshan solar project | solar_photovoltaic | 2273 | 4 | 0 | 1 | 0 | 0 | 0 | 0 | 0 | 0 | 0 | 0 | 0 | 1 | 1 | 0 | 10 | 1 | 10 | 0 | 0 | 0 | 0 | 0 |  | 0 | 1 | 1 | 1 | 1 | 0 | 0
NX | Ningxia Group Touying Photovoltaic solar project | solar_photovoltaic | 2274 | 4 | 0 | 1 | 0 | 0 | 0 | 0 | 0 | 0 | 0 | 0 | 0 | 1 | 1 | 0 | 9.5 | 1 | 9.5 | 0 | 0 | 0 | 0 | 0 |  | 0 | 1 | 1 | 1 | 1 | 0 | 0
NX | Ningxia Guodian Dawukou solar project | solar_photovoltaic | 2275 | 4 | 0 | 1 | 0 | 0 | 0 | 0 | 0 | 0 | 0 | 0 | 0 | 1 | 1 | 0 | 10 | 1 | 10 | 0 | 0 | 0 | 0 | 0 |  | 0 | 1 | 1 | 1 | 1 | 0 | 0
NX | Ningxia Haiyuan Fantaicun solar farm | solar_photovoltaic | 2276 | 4 | 0 | 1 | 0 | 0 | 0 | 0 | 0 | 0 | 0 | 0 | 0 | 1 | 1 | 0 | 60 | 1 | 60 | 0 | 0 | 0 | 0 | 0 |  | 0 | 1 | 1 | 1 | 1 | 0 | 0
NX | Ningxia Haiyuan Futaocun solar farm | solar_photovoltaic | 2277 | 4 | 0 | 1 | 0 | 0 | 0 | 0 | 0 | 0 | 0 | 0 | 0 | 1 | 1 | 0 | 30 | 1 | 30 | 0 | 0 | 0 | 0 | 0 |  | 0 | 1 | 1 | 1 | 1 | 0 | 0
NX | Ningxia Haiyuan Ganyanchi Zhenfa solar farm Phase 1 | solar_photovoltaic | 2278 | 4 | 0 | 1 | 0 | 0 | 0 | 0 | 0 | 0 | 0 | 0 | 0 | 1 | 1 | 0 | 50 | 1 | 50 | 0 | 0 | 0 | 0 | 0 |  | 0 | 1 | 1 | 1 | 1 | 0 | 0
NX | Ningxia Haiyuan Ganyanchi Zhenfa solar farm Phase 2 | solar_photovoltaic | 2279 | 4 | 0 | 1 | 0 | 0 | 0 | 0 | 0 | 0 | 0 | 0 | 0 | 1 | 1 | 0 | 50 | 1 | 50 | 0 | 0 | 0 | 0 | 0 |  | 0 | 1 | 1 | 1 | 1 | 0 | 0
NX | Ningxia Haiyuan Ganyanchi Zhenxing solar farm | solar_photovoltaic | 2280 | 4 | 0 | 1 | 0 | 0 | 0 | 0 | 0 | 0 | 0 | 0 | 0 | 1 | 1 | 0 | 50 | 1 | 50 | 0 | 0 | 0 | 0 | 0 |  | 0 | 1 | 1 | 1 | 1 | 0 | 0
NX | Ningxia Haiyuan Gaoyazhen solar farm | solar_photovoltaic | 2281 | 4 | 0 | 1 | 0 | 0 | 0 | 0 | 0 | 0 | 0 | 0 | 0 | 1 | 1 | 0 | 200 | 1 | 200 | 0 | 0 | 0 | 0 | 0 |  | 0 | 1 | 1 | 1 | 1 | 0 | 0
NX | Ningxia Haiyuan Guanqiao (Jingneng) solar farm Phase 2 | solar_photovoltaic | 2282 | 4 | 0 | 1 | 0 | 0 | 0 | 0 | 0 | 0 | 0 | 0 | 0 | 1 | 1 | 0 | 20 | 1 | 20 | 0 | 0 | 0 | 0 | 0 |  | 0 | 1 | 1 | 1 | 1 | 0 | 0
NX | Ningxia Haiyuan Gugushan solar farm | solar_photovoltaic | 2283 | 4 | 0 | 1 | 0 | 0 | 0 | 0 | 0 | 0 | 0 | 0 | 0 | 1 | 1 | 0 | 90 | 1 | 90 | 0 | 0 | 0 | 0 | 0 |  | 0 | 1 | 1 | 1 | 1 | 0 | 0
NX | Ningxia Haiyuan Jianjianshan (Huarun) solar farm | solar_photovoltaic | 2284 | 4 | 0 | 1 | 0 | 0 | 0 | 0 | 0 | 0 | 0 | 0 | 0 | 1 | 1 | 0 | 30 | 1 | 30 | 0 | 0 | 0 | 0 | 0 |  | 0 | 1 | 1 | 1 | 1 | 0 | 0
NX | Ningxia Haiyuan Jinqiaowan solar farm | solar_photovoltaic | 2285 | 4 | 0 | 1 | 0 | 0 | 0 | 0 | 0 | 0 | 0 | 0 | 0 | 1 | 1 | 0 | 100 | 1 | 100 | 0 | 0 | 0 | 0 | 0 |  | 0 | 1 | 1 | 1 | 1 | 0 | 0
NX | Ningxia Haiyuan Sanhe Zhenyuan solar farm | solar_photovoltaic | 2286 | 4 | 0 | 1 | 0 | 0 | 0 | 0 | 0 | 0 | 0 | 0 | 0 | 1 | 1 | 0 | 30 | 1 | 30 | 0 | 0 | 0 | 0 | 0 |  | 0 | 1 | 1 | 1 | 1 | 0 | 0
NX | Ningxia Haiyuan Shuangjing solar farm | solar_photovoltaic | 2287 | 4 | 0 | 1 | 0 | 0 | 0 | 0 | 0 | 0 | 0 | 0 | 0 | 1 | 1 | 0 | 50 | 1 | 50 | 0 | 0 | 0 | 0 | 0 |  | 0 | 1 | 1 | 1 | 1 | 0 | 0
NX | Ningxia Helan Aiyou'en solar farm | solar_photovoltaic | 2288 | 4 | 0 | 1 | 0 | 0 | 0 | 0 | 0 | 0 | 0 | 0 | 0 | 1 | 1 | 0 | 30 | 1 | 30 | 0 | 0 | 0 | 0 | 0 |  | 0 | 1 | 1 | 1 | 1 | 0 | 0
NX | Ningxia Helan Changxinxiang Jingneng solar farm | solar_photovoltaic | 2289 | 4 | 0 | 1 | 0 | 0 | 0 | 0 | 0 | 0 | 0 | 0 | 0 | 1 | 1 | 0 | 30 | 1 | 30 | 0 | 0 | 0 | 0 | 0 |  | 0 | 1 | 1 | 1 | 1 | 0 | 0
NX | Ningxia Hongqiao Organic Food solar project | solar_photovoltaic | 2290 | 4 | 0 | 1 | 0 | 0 | 0 | 0 | 0 | 0 | 0 | 0 | 0 | 1 | 1 | 0 | 2 | 1 | 2 | 0 | 0 | 0 | 0 | 0 |  | 0 | 1 | 1 | 1 | 1 | 0 | 0
NX | Ningxia Hongsibao (China Energy Construction) solar farm | solar_photovoltaic | 2291 | 4 | 0 | 1 | 0 | 0 | 0 | 0 | 0 | 0 | 0 | 0 | 0 | 1 | 1 | 0 | 100 | 1 | 100 | 0 | 0 | 0 | 0 | 0 |  | 0 | 1 | 1 | 1 | 1 | 0 | 0
NX | Ningxia Hongsibao Dahexiang Jiaze Grid-Connected solar farm Phase 1 | solar_photovoltaic | 2292 | 4 | 0 | 1 | 0 | 0 | 0 | 0 | 0 | 0 | 0 | 0 | 0 | 1 | 1 | 0 | 20 | 1 | 20 | 0 | 0 | 0 | 0 | 0 |  | 0 | 1 | 1 | 1 | 1 | 0 | 0
NX | Ningxia Hongsibao Dahexiang Jiaze Grid-Connected solar farm Phase 2 | solar_photovoltaic | 2293 | 4 | 0 | 1 | 0 | 0 | 0 | 0 | 0 | 0 | 0 | 0 | 0 | 1 | 1 | 0 | 30 | 1 | 30 | 0 | 0 | 0 | 0 | 0 |  | 0 | 1 | 1 | 1 | 1 | 0 | 0
NX | Ningxia Hongsibao Drug Rehabilitation Center Yuanshen Grid-Connected solar farm | solar_photovoltaic | 2294 | 4 | 0 | 1 | 0 | 0 | 0 | 0 | 0 | 0 | 0 | 0 | 0 | 1 | 1 | 0 | 20 | 1 | 20 | 0 | 0 | 0 | 0 | 0 |  | 0 | 1 | 1 | 1 | 1 | 0 | 0
NX | Ningxia Hongsibao Yingpanjing solar farm | solar_photovoltaic | 2295 | 4 | 0 | 1 | 0 | 0 | 0 | 0 | 0 | 0 | 0 | 0 | 0 | 1 | 1 | 0 | 100 | 1 | 100 | 0 | 0 | 0 | 0 | 0 |  | 0 | 1 | 1 | 1 | 1 | 0 | 0
NX | Ningxia Hongsibao Zhongzi solar farm | solar_photovoltaic | 2296 | 4 | 0 | 1 | 0 | 0 | 0 | 0 | 0 | 0 | 0 | 0 | 0 | 1 | 1 | 0 | 200 | 1 | 200 | 0 | 0 | 0 | 0 | 0 |  | 0 | 1 | 1 | 1 | 1 | 0 | 0
NX | Ningxia Hongsibu (Haoneng Tenghui) solar farm | solar_photovoltaic | 2297 | 4 | 0 | 1 | 0 | 0 | 0 | 0 | 0 | 0 | 0 | 0 | 0 | 1 | 1 | 0 | 100 | 1 | 100 | 0 | 0 | 0 | 0 | 0 |  | 0 | 1 | 1 | 1 | 1 | 0 | 0
NX | Ningxia Hongsibu (Tenghui) solar farm | solar_photovoltaic | 2298 | 4 | 0 | 1 | 0 | 0 | 0 | 0 | 0 | 0 | 0 | 0 | 0 | 1 | 1 | 0 | 100 | 1 | 100 | 0 | 0 | 0 | 0 | 0 |  | 0 | 1 | 1 | 1 | 1 | 0 | 0
NX | Ningxia Hongsibu Dahe Datang solar farm | solar_photovoltaic | 2299 | 4 | 0 | 1 | 0 | 0 | 0 | 0 | 0 | 0 | 0 | 0 | 0 | 1 | 1 | 0 | 20 | 1 | 20 | 0 | 0 | 0 | 0 | 0 |  | 0 | 1 | 1 | 1 | 1 | 0 | 0
NX | Ningxia Hongsibu Mahuanggou (Datang) solar farm | solar_photovoltaic | 2300 | 4 | 0 | 1 | 0 | 0 | 0 | 0 | 0 | 0 | 0 | 0 | 0 | 1 | 1 | 0 | 50 | 1 | 50 | 0 | 0 | 0 | 0 | 0 |  | 0 | 1 | 1 | 1 | 1 | 0 | 0
NX | Ningxia Hongsibu Taiyangshan Power Investment solar farm | solar_photovoltaic | 2301 | 4 | 0 | 1 | 0 | 0 | 0 | 0 | 0 | 0 | 0 | 0 | 0 | 1 | 1 | 0 | 20 | 1 | 20 | 0 | 0 | 0 | 0 | 0 |  | 0 | 1 | 1 | 1 | 1 | 0 | 0
NX | Ningxia Hongsibu Zhongzi solar farm | solar_photovoltaic | 2302 | 4 | 0 | 1 | 0 | 0 | 0 | 0 | 0 | 0 | 0 | 0 | 0 | 1 | 1 | 0 | 100 | 1 | 100 | 0 | 0 | 0 | 0 | 0 |  | 0 | 1 | 1 | 1 | 1 | 0 | 0
NX | Ningxia Hui Autonomous Region Silver Star Energy Zhongwei Xuanhe Town Sikouzi solar project | solar_photovoltaic | 2303 | 4 | 0 | 1 | 0 | 0 | 0 | 0 | 0 | 0 | 0 | 0 | 0 | 1 | 1 | 0 | 1 | 1 | 1 | 0 | 0 | 0 | 0 | 0 |  | 0 | 1 | 1 | 1 | 1 | 0 | 0
NX | Ningxia Hui Autonomous Region Tiande Xuri Shizuishan solar project | solar_photovoltaic | 2304 | 4 | 0 | 1 | 0 | 0 | 0 | 0 | 0 | 0 | 0 | 0 | 0 | 1 | 1 | 0 | 10 | 1 | 10 | 0 | 0 | 0 | 0 | 0 |  | 0 | 1 | 1 | 1 | 1 | 0 | 0
NX | Ningxia Jiangshan New Energy I solar project | solar_photovoltaic | 2305 | 4 | 0 | 1 | 0 | 0 | 0 | 0 | 0 | 0 | 0 | 0 | 0 | 1 | 1 | 0 | 10 | 1 | 10 | 0 | 0 | 0 | 0 | 0 |  | 0 | 1 | 1 | 1 | 1 | 0 | 0
NX | Ningxia Jiangshan New Energy II solar project | solar_photovoltaic | 2306 | 4 | 0 | 1 | 0 | 0 | 0 | 0 | 0 | 0 | 0 | 0 | 0 | 1 | 1 | 0 | 5 | 1 | 5 | 0 | 0 | 0 | 0 | 0 |  | 0 | 1 | 1 | 1 | 1 | 0 | 0
NX | Ningxia Jieyang Zhongyuan Electric Power Huinong solar project | solar_photovoltaic | 2307 | 4 | 0 | 1 | 0 | 0 | 0 | 0 | 0 | 0 | 0 | 0 | 0 | 1 | 1 | 0 | 10 | 1 | 10 | 0 | 0 | 0 | 0 | 0 |  | 0 | 1 | 1 | 1 | 1 | 0 | 0
NX | Ningxia Jinfeng Zhenqi solar farm | solar_photovoltaic | 2308 | 4 | 0 | 1 | 0 | 0 | 0 | 0 | 0 | 0 | 0 | 0 | 0 | 1 | 1 | 0 | 30 | 1 | 30 | 0 | 0 | 0 | 0 | 0 |  | 0 | 1 | 1 | 1 | 1 | 0 | 0
NX | Ningxia Jingneng Haiyuan solar project | solar_photovoltaic | 2309 | 4 | 0 | 1 | 0 | 0 | 0 | 0 | 0 | 0 | 0 | 0 | 0 | 1 | 1 | 0 | 10 | 1 | 10 | 0 | 0 | 0 | 0 | 0 |  | 0 | 1 | 1 | 1 | 1 | 0 | 0
NX | Ningxia Lineng Zhongning solar farm | solar_photovoltaic | 2310 | 4 | 0 | 1 | 0 | 0 | 0 | 0 | 0 | 0 | 0 | 0 | 0 | 1 | 1 | 0 | 30 | 1 | 30 | 0 | 0 | 0 | 0 | 0 |  | 0 | 1 | 1 | 1 | 1 | 0 | 0
NX | Ningxia Lingwu (Baofeng) solar farm Phase 1 | solar_photovoltaic | 2311 | 4 | 0 | 1 | 0 | 0 | 0 | 0 | 0 | 0 | 0 | 0 | 0 | 1 | 1 | 0 | 1000 | 1 | 1000 | 0 | 0 | 0 | 0 | 0 |  | 0 | 1 | 1 | 1 | 1 | 0 | 0
NX | Ningxia Lingwu (Guoben) solar farm Phase 1 | solar_photovoltaic | 2312 | 4 | 0 | 1 | 0 | 0 | 0 | 0 | 0 | 0 | 0 | 0 | 0 | 1 | 1 | 0 | 20 | 1 | 20 | 0 | 0 | 0 | 0 | 0 |  | 0 | 1 | 1 | 1 | 1 | 0 | 0
NX | Ningxia Lingwu (Huadian) wind and solar integration project Phase 1 | solar_photovoltaic | 2313 | 4 | 0 | 1 | 0 | 0 | 0 | 0 | 0 | 0 | 0 | 0 | 0 | 1 | 1 | 0 | 195 | 1 | 195 | 0 | 0 | 0 | 0 | 0 |  | 0 | 1 | 1 | 1 | 1 | 0 | 0
NX | Ningxia Lingwu Agricultural and photovoltaic complementary power generation project solar project | solar_photovoltaic | 2314 | 4 | 0 | 1 | 0 | 0 | 0 | 0 | 0 | 0 | 0 | 0 | 0 | 1 | 1 | 0 | 6 | 1 | 6 | 0 | 0 | 0 | 0 | 0 |  | 0 | 1 | 1 | 1 | 1 | 0 | 0
NX | Ningxia Lingwu Baitugang Jingke Grid-Connected solar farm | solar_photovoltaic | 2315 | 4 | 0 | 1 | 0 | 0 | 0 | 0 | 0 | 0 | 0 | 0 | 0 | 1 | 1 | 0 | 250 | 1 | 250 | 0 | 0 | 0 | 0 | 0 |  | 0 | 1 | 1 | 1 | 1 | 0 | 0
NX | Ningxia Lingwu Baitugang Jingneng Grid-Connected solar farm Phase 2 | solar_photovoltaic | 2316 | 4 | 0 | 1 | 0 | 0 | 0 | 0 | 0 | 0 | 0 | 0 | 0 | 1 | 1 | 0 | 20 | 1 | 20 | 0 | 0 | 0 | 0 | 0 |  | 0 | 1 | 1 | 1 | 1 | 0 | 0
NX | Ningxia Lingwu Baitugang Three Gorges solar farm | solar_photovoltaic | 2317 | 4 | 0 | 1 | 0 | 0 | 0 | 0 | 0 | 0 | 0 | 0 | 0 | 1 | 1 | 0 | 40 | 1 | 40 | 0 | 0 | 0 | 0 | 0 |  | 0 | 1 | 1 | 1 | 1 | 0 | 0
NX | Ningxia Lingwu Datang Angli solar farm | solar_photovoltaic | 2318 | 4 | 0 | 1 | 0 | 0 | 0 | 0 | 0 | 0 | 0 | 0 | 0 | 1 | 1 | 0 | 40 | 1 | 40 | 0 | 0 | 0 | 0 | 0 |  | 0 | 1 | 1 | 1 | 1 | 0 | 0
NX | Ningxia Lingwu Hanjiagou (Guodian) solar farm | solar_photovoltaic | 2319 | 4 | 0 | 1 | 0 | 0 | 0 | 0 | 0 | 0 | 0 | 0 | 0 | 1 | 1 | 0 | 100 | 1 | 100 | 0 | 0 | 0 | 0 | 0 |  | 0 | 1 | 1 | 1 | 1 | 0 | 0
NX | Ningxia Lingwu Hongdunzi Mining Area Baofeng solar farm | solar_photovoltaic | 2320 | 4 | 0 | 1 | 0 | 0 | 0 | 0 | 0 | 0 | 0 | 0 | 0 | 1 | 1 | 0 | 390 | 1 | 390 | 0 | 0 | 0 | 0 | 0 |  | 0 | 1 | 1 | 1 | 1 | 0 | 0
NX | Ningxia Lingwu Longqiao solar farm | solar_photovoltaic | 2321 | 4 | 0 | 1 | 0 | 0 | 0 | 0 | 0 | 0 | 0 | 0 | 0 | 1 | 1 | 0 | 228 | 1 | 228 | 0 | 0 | 0 | 0 | 0 |  | 0 | 1 | 1 | 1 | 1 | 0 | 0
NX | Ningxia Lingwu Majiatan (China Guangdong Nuclear) solar farm | solar_photovoltaic | 2322 | 4 | 0 | 1 | 0 | 0 | 0 | 0 | 0 | 0 | 0 | 0 | 0 | 1 | 1 | 0 | 100 | 1 | 100 | 0 | 0 | 0 | 0 | 0 |  | 0 | 1 | 1 | 1 | 1 | 0 | 0
NX | Ningxia Lingwu Majiatan Jingke Grid-Connected solar farm Phase 1 | solar_photovoltaic | 2323 | 4 | 0 | 1 | 0 | 0 | 0 | 0 | 0 | 0 | 0 | 0 | 0 | 1 | 1 | 0 | 50 | 1 | 50 | 0 | 0 | 0 | 0 | 0 |  | 0 | 1 | 1 | 1 | 1 | 0 | 0
NX | Ningxia Lingwu Majiatan solar farm Phase 1 | solar_photovoltaic | 2324 | 4 | 0 | 1 | 0 | 0 | 0 | 0 | 0 | 0 | 0 | 0 | 0 | 1 | 1 | 0 | 100 | 1 | 100 | 0 | 0 | 0 | 0 | 0 |  | 0 | 1 | 1 | 1 | 1 | 0 | 0
NX | Ningxia Lingwu Majiatan solar farm Phase 2 | solar_photovoltaic | 2325 | 4 | 0 | 1 | 0 | 0 | 0 | 0 | 0 | 0 | 0 | 0 | 0 | 1 | 1 | 0 | 200 | 1 | 200 | 0 | 0 | 0 | 0 | 0 |  | 0 | 1 | 1 | 1 | 1 | 0 | 0
NX | Ningxia Lingwu Ningdong Green Energy Coal Chemical Industry Park Xinhua South Distributed Photovoltaic Composite Power Generation Project solar project I | solar_photovoltaic | 2326 | 4 | 0 | 1 | 0 | 0 | 0 | 0 | 0 | 0 | 0 | 0 | 0 | 1 | 1 | 0 | 6 | 1 | 6 | 0 | 0 | 0 | 0 | 0 |  | 0 | 1 | 1 | 1 | 1 | 0 | 0
NX | Ningxia Lingwu Ningdong Green Energy Coal Chemical Industry Park Xinhua South Distributed Photovoltaic Composite Power Generation Project solar project II | solar_photovoltaic | 2327 | 4 | 0 | 1 | 0 | 0 | 0 | 0 | 0 | 0 | 0 | 0 | 0 | 1 | 1 | 0 | 6 | 1 | 6 | 0 | 0 | 0 | 0 | 0 |  | 0 | 1 | 1 | 1 | 1 | 0 | 0
NX | Ningxia Lingwu Ningdong Green Energy Coal Chemical Industry Park Xinhua South Distributed Photovoltaic Composite Power Generation Project solar project III | solar_photovoltaic | 2328 | 4 | 0 | 1 | 0 | 0 | 0 | 0 | 0 | 0 | 0 | 0 | 0 | 1 | 1 | 0 | 6 | 1 | 6 | 0 | 0 | 0 | 0 | 0 |  | 0 | 1 | 1 | 1 | 1 | 0 | 0
NX | Ningxia Lingwu Ningdong Green Energy Coal Chemical Industry Park Xinhua South Distributed Photovoltaic Composite Power Generation Project solar project IV | solar_photovoltaic | 2329 | 4 | 0 | 1 | 0 | 0 | 0 | 0 | 0 | 0 | 0 | 0 | 0 | 1 | 1 | 0 | 6 | 1 | 6 | 0 | 0 | 0 | 0 | 0 |  | 0 | 1 | 1 | 1 | 1 | 0 | 0
NX | Ningxia Lingwu Ningdong Green Energy Coal Chemical Industry Park Xinhua South Distributed Photovoltaic Composite Power Generation Project solar project V | solar_photovoltaic | 2330 | 4 | 0 | 1 | 0 | 0 | 0 | 0 | 0 | 0 | 0 | 0 | 0 | 1 | 1 | 0 | 6 | 1 | 6 | 0 | 0 | 0 | 0 | 0 |  | 0 | 1 | 1 | 1 | 1 | 0 | 0
NX | Ningxia Lingwu Ningdong Green Energy Xinhua Chemical Distributed Photovoltaic Composite Power Generation Project solar project | solar_photovoltaic | 2331 | 4 | 0 | 1 | 0 | 0 | 0 | 0 | 0 | 0 | 0 | 0 | 0 | 1 | 1 | 0 | 6 | 1 | 6 | 0 | 0 | 0 | 0 | 0 |  | 0 | 1 | 1 | 1 | 1 | 0 | 0
NX | Ningxia Lingwu Ninglu Coal and Electricity Lingzhou Power Plant solar project I | solar_photovoltaic | 2332 | 4 | 0 | 1 | 0 | 0 | 0 | 0 | 0 | 0 | 0 | 0 | 0 | 1 | 1 | 0 | 6 | 1 | 6 | 0 | 0 | 0 | 0 | 0 |  | 0 | 1 | 1 | 1 | 1 | 0 | 0
NX | Ningxia Lingwu Ninglu Coal and Electricity Lingzhou Power Plant solar project II | solar_photovoltaic | 2333 | 4 | 0 | 1 | 0 | 0 | 0 | 0 | 0 | 0 | 0 | 0 | 0 | 1 | 1 | 0 | 6 | 1 | 6 | 0 | 0 | 0 | 0 | 0 |  | 0 | 1 | 1 | 1 | 1 | 0 | 0
NX | Ningxia Lingwu Ninglu Coal and Electricity Lingzhou Power Plant solar project III | solar_photovoltaic | 2334 | 4 | 0 | 1 | 0 | 0 | 0 | 0 | 0 | 0 | 0 | 0 | 0 | 1 | 1 | 0 | 6 | 1 | 6 | 0 | 0 | 0 | 0 | 0 |  | 0 | 1 | 1 | 1 | 1 | 0 | 0
NX | Ningxia Lingwu Shagou Angli solar farm | solar_photovoltaic | 2335 | 4 | 0 | 1 | 0 | 0 | 0 | 0 | 0 | 0 | 0 | 0 | 0 | 1 | 1 | 0 | 20 | 1 | 20 | 0 | 0 | 0 | 0 | 0 |  | 0 | 1 | 1 | 1 | 1 | 0 | 0
NX | Ningxia Lingwu Shengtang solar farm | solar_photovoltaic | 2336 | 4 | 0 | 1 | 0 | 0 | 0 | 0 | 0 | 0 | 0 | 0 | 0 | 1 | 1 | 0 | 50 | 1 | 50 | 0 | 0 | 0 | 0 | 0 |  | 0 | 1 | 1 | 1 | 1 | 0 | 0
NX | Ningxia Lingwu Silicon Construction Base Green Power Supply (Ningguoyun) solar farm Phase 1 | solar_photovoltaic | 2337 | 4 | 0 | 1 | 0 | 0 | 0 | 0 | 0 | 0 | 0 | 0 | 0 | 1 | 1 | 0 | 1000 | 1 | 1000 | 0 | 0 | 0 | 0 | 0 |  | 0 | 1 | 1 | 1 | 1 | 0 | 0
NX | Ningxia Lingwu The second the agricultural and photovoltaic complementary power generation project solar project | solar_photovoltaic | 2338 | 4 | 0 | 1 | 0 | 0 | 0 | 0 | 0 | 0 | 0 | 0 | 0 | 1 | 1 | 0 | 6 | 1 | 6 | 0 | 0 | 0 | 0 | 0 |  | 0 | 1 | 1 | 1 | 1 | 0 | 0
NX | Ningxia Lingwu Wind and Solar Integrated Operation project Phase 1 | solar_photovoltaic | 2339 | 4 | 0 | 1 | 0 | 0 | 0 | 0 | 0 | 0 | 0 | 0 | 0 | 1 | 1 | 0 | 195 | 1 | 195 | 0 | 0 | 0 | 0 | 0 |  | 0 | 1 | 1 | 1 | 1 | 0 | 0
NX | Ningxia Lingwu Xingsheng solar farm | solar_photovoltaic | 2340 | 4 | 0 | 1 | 0 | 0 | 0 | 0 | 0 | 0 | 0 | 0 | 0 | 1 | 1 | 0 | 150 | 1 | 150 | 0 | 0 | 0 | 0 | 0 |  | 0 | 1 | 1 | 1 | 1 | 0 | 0
NX | Ningxia Lingwu Zhenwu solar farm | solar_photovoltaic | 2341 | 4 | 0 | 1 | 0 | 0 | 0 | 0 | 0 | 0 | 0 | 0 | 0 | 1 | 1 | 0 | 50 | 1 | 50 | 0 | 0 | 0 | 0 | 0 |  | 0 | 1 | 1 | 1 | 1 | 0 | 0
NX | Ningxia Litong District (CNNC) solar farm | solar_photovoltaic | 2342 | 4 | 0 | 1 | 0 | 0 | 0 | 0 | 0 | 0 | 0 | 0 | 0 | 1 | 1 | 0 | 200 | 1 | 200 | 0 | 0 | 0 | 0 | 0 |  | 0 | 1 | 1 | 1 | 1 | 0 | 0
NX | Ningxia Litong District Haizijing solar farm | solar_photovoltaic | 2343 | 4 | 0 | 1 | 0 | 0 | 0 | 0 | 0 | 0 | 0 | 0 | 0 | 1 | 1 | 0 | 50 | 1 | 50 | 0 | 0 | 0 | 0 | 0 |  | 0 | 1 | 1 | 1 | 1 | 0 | 0
NX | Ningxia Litong Longkengzi Three Gorges solar farm | solar_photovoltaic | 2344 | 4 | 0 | 1 | 0 | 0 | 0 | 0 | 0 | 0 | 0 | 0 | 0 | 1 | 1 | 0 | 30 | 1 | 30 | 0 | 0 | 0 | 0 | 0 |  | 0 | 1 | 1 | 1 | 1 | 0 | 0
NX | Ningxia Litong solar project | solar_photovoltaic | 2345 | 4 | 0 | 1 | 0 | 0 | 0 | 0 | 0 | 0 | 0 | 0 | 0 | 1 | 1 | 0 | 3.1 | 1 | 3.1 | 0 | 0 | 0 | 0 | 0 |  | 0 | 1 | 1 | 1 | 1 | 0 | 0
NX | Ningxia Litong Wu Zhonghaoze Yiniu First Distributed Rooftop Photovoltaic High Voltage Branch Box solar project | solar_photovoltaic | 2346 | 4 | 0 | 1 | 0 | 0 | 0 | 0 | 0 | 0 | 0 | 0 | 0 | 1 | 1 | 0 | 1.2 | 1 | 1.2 | 0 | 0 | 0 | 0 | 0 |  | 0 | 1 | 1 | 1 | 1 | 0 | 0
NX | Ningxia Litong Wu Zhonghaoze Yiniu Second Distributed Rooftop Photovoltaic High Voltage Branch Box solar project | solar_photovoltaic | 2347 | 4 | 0 | 1 | 0 | 0 | 0 | 0 | 0 | 0 | 0 | 0 | 0 | 1 | 1 | 0 | 2.6 | 1 | 2.6 | 0 | 0 | 0 | 0 | 0 |  | 0 | 1 | 1 | 1 | 1 | 0 | 0
NX | Ningxia National Energy Qingtongxia City Shaogang Town Ganchengzi Rooftop solar project | solar_photovoltaic | 2348 | 4 | 0 | 1 | 0 | 0 | 0 | 0 | 0 | 0 | 0 | 0 | 0 | 1 | 1 | 0 | 1.5 | 1 | 1.5 | 0 | 0 | 0 | 0 | 0 |  | 0 | 1 | 1 | 1 | 1 | 0 | 0
NX | Ningxia Ningdong (Baizhong Green Energy) Pasturage solar farm | solar_photovoltaic | 2349 | 4 | 0 | 1 | 0 | 0 | 0 | 0 | 0 | 0 | 0 | 0 | 0 | 1 | 1 | 0 | 300 | 1 | 300 | 0 | 0 | 0 | 0 | 0 |  | 0 | 1 | 1 | 1 | 1 | 0 | 0
NX | Ningxia Ningdong (China Energy Investment) 1500 MW solar base | solar_photovoltaic | 2350 | 4 | 0 | 1 | 0 | 0 | 0 | 0 | 0 | 0 | 0 | 0 | 0 | 1 | 1 | 0 | 500 | 1 | 500 | 0 | 0 | 0 | 0 | 0 |  | 0 | 1 | 1 | 1 | 1 | 0 | 0
NX | Ningxia Ningdong (Zhejiang Energy) solar power plant Phase 1 | solar_photovoltaic | 2351 | 4 | 0 | 1 | 0 | 0 | 0 | 0 | 0 | 0 | 0 | 0 | 0 | 1 | 1 | 0 | 150 | 1 | 150 | 0 | 0 | 0 | 0 | 0 |  | 0 | 1 | 1 | 1 | 1 | 0 | 0
NX | Ningxia Ningdong (Zhejiang Energy) solar power plant Phase 2 | solar_photovoltaic | 2352 | 4 | 0 | 1 | 0 | 0 | 0 | 0 | 0 | 0 | 0 | 0 | 0 | 1 | 1 | 0 | 50 | 1 | 50 | 0 | 0 | 0 | 0 | 0 |  | 0 | 1 | 1 | 1 | 1 | 0 | 0
NX | Ningxia Ningdong Guoxing solar farm | solar_photovoltaic | 2353 | 4 | 0 | 1 | 0 | 0 | 0 | 0 | 0 | 0 | 0 | 0 | 0 | 1 | 1 | 0 | 300 | 1 | 300 | 0 | 0 | 0 | 0 | 0 |  | 0 | 1 | 1 | 1 | 1 | 0 | 0
NX | Ningxia Ningdong Huadian solar farm Phase 1 | solar_photovoltaic | 2354 | 4 | 0 | 1 | 0 | 0 | 0 | 0 | 0 | 0 | 0 | 0 | 0 | 1 | 1 | 0 | 10 | 1 | 10 | 0 | 0 | 0 | 0 | 0 |  | 0 | 1 | 1 | 1 | 1 | 0 | 0
NX | Ningxia Ningdong Huadian solar farm Phase 2 | solar_photovoltaic | 2355 | 4 | 0 | 1 | 0 | 0 | 0 | 0 | 0 | 0 | 0 | 0 | 0 | 1 | 1 | 0 | 10 | 1 | 10 | 0 | 0 | 0 | 0 | 0 |  | 0 | 1 | 1 | 1 | 1 | 0 | 0
NX | Ningxia Ningdong Huadian solar farm Phase 3 | solar_photovoltaic | 2356 | 4 | 0 | 1 | 0 | 0 | 0 | 0 | 0 | 0 | 0 | 0 | 0 | 1 | 1 | 0 | 20 | 1 | 20 | 0 | 0 | 0 | 0 | 0 |  | 0 | 1 | 1 | 1 | 1 | 0 | 0
NX | Ningxia Ningdong Huadian solar farm Phase 4 | solar_photovoltaic | 2357 | 4 | 0 | 1 | 0 | 0 | 0 | 0 | 0 | 0 | 0 | 0 | 0 | 1 | 1 | 0 | 70 | 1 | 70 | 0 | 0 | 0 | 0 | 0 |  | 0 | 1 | 1 | 1 | 1 | 0 | 0
NX | Ningxia Ningdong Huadian solar farm Phase 5 | solar_photovoltaic | 2358 | 4 | 0 | 1 | 0 | 0 | 0 | 0 | 0 | 0 | 0 | 0 | 0 | 1 | 1 | 0 | 200 | 1 | 200 | 0 | 0 | 0 | 0 | 0 |  | 0 | 1 | 1 | 1 | 1 | 0 | 0
NX | Ningxia Ningdong Hydrogen solar farm | solar_photovoltaic | 2359 | 4 | 0 | 1 | 0 | 0 | 0 | 0 | 0 | 0 | 0 | 0 | 0 | 1 | 1 | 0 | 120 | 1 | 120 | 0 | 0 | 0 | 0 | 0 |  | 0 | 1 | 1 | 1 | 1 | 0 | 0
NX | Ningxia Ningdong Jingneng solar power plant | solar_photovoltaic | 2360 | 4 | 0 | 1 | 0 | 0 | 0 | 0 | 0 | 0 | 0 | 0 | 0 | 1 | 1 | 0 | 150 | 1 | 150 | 0 | 0 | 0 | 0 | 0 |  | 0 | 1 | 1 | 1 | 1 | 0 | 0
NX | Ningxia Ningdong Modern Coal Chemical Industrial Park Green Power solar farm Phase 2024.1 | solar_photovoltaic | 2361 | 4 | 0 | 1 | 0 | 0 | 0 | 0 | 0 | 0 | 0 | 0 | 0 | 1 | 1 | 0 | 560 | 1 | 560 | 0 | 0 | 0 | 0 | 0 |  | 0 | 1 | 1 | 1 | 1 | 0 | 0
NX | Ningxia Ningdong Modern Coal Chemical Industrial Park Green Power solar farm 2024.2, 2024.3 | solar_photovoltaic | 2362 | 4 | 0 | 1 | 0 | 0 | 0 | 0 | 0 | 0 | 0 | 0 | 0 | 1 | 1 | 0 | 1080 | 1 | 1080 | 0 | 0 | 0 | 0 | 0 |  | 0 | 1 | 1 | 1 | 1 | 0 | 0
NX | Ningxia Ningdong Ningxia Power Investment solar power plant | solar_photovoltaic | 2363 | 4 | 0 | 1 | 0 | 0 | 0 | 0 | 0 | 0 | 0 | 0 | 0 | 1 | 1 | 0 | 200 | 1 | 200 | 0 | 0 | 0 | 0 | 0 |  | 0 | 1 | 1 | 1 | 1 | 0 | 0
NX | Ningxia Ningdong Shenergy solar power plant | solar_photovoltaic | 2364 | 4 | 0 | 1 | 0 | 0 | 0 | 0 | 0 | 0 | 0 | 0 | 0 | 1 | 1 | 0 | 50 | 1 | 50 | 0 | 0 | 0 | 0 | 0 |  | 0 | 1 | 1 | 1 | 1 | 0 | 0
NX | Ningxia Ningdong State Power Investment solar power plant | solar_photovoltaic | 2365 | 4 | 0 | 1 | 0 | 0 | 0 | 0 | 0 | 0 | 0 | 0 | 0 | 1 | 1 | 0 | 150 | 1 | 150 | 0 | 0 | 0 | 0 | 0 |  | 0 | 1 | 1 | 1 | 1 | 0 | 0
NX | Ningxia Ningdong Xinrun solar farm | solar_photovoltaic | 2366 | 4 | 0 | 1 | 0 | 0 | 0 | 0 | 0 | 0 | 0 | 0 | 0 | 1 | 1 | 0 | 300 | 1 | 300 | 0 | 0 | 0 | 0 | 0 |  | 0 | 1 | 1 | 1 | 1 | 0 | 0
NX | Ningxia Ningdong Yinxing Energy solar power plant | solar_photovoltaic | 2367 | 4 | 0 | 1 | 0 | 0 | 0 | 0 | 0 | 0 | 0 | 0 | 0 | 1 | 1 | 0 | 250 | 1 | 250 | 0 | 0 | 0 | 0 | 0 |  | 0 | 1 | 1 | 1 | 1 | 0 | 0
NX | Ningxia Pingluo (Three Gorges Binhe) Ecological solar farm | solar_photovoltaic | 2368 | 4 | 0 | 1 | 0 | 0 | 0 | 0 | 0 | 0 | 0 | 0 | 0 | 1 | 1 | 0 | 100 | 1 | 100 | 0 | 0 | 0 | 0 | 0 |  | 0 | 1 | 1 | 1 | 1 | 0 | 0
NX | Ningxia Pingluo CECEP solar farm | solar_photovoltaic | 2369 | 4 | 0 | 1 | 0 | 0 | 0 | 0 | 0 | 0 | 0 | 0 | 0 | 1 | 1 | 0 | 20 | 1 | 20 | 0 | 0 | 0 | 0 | 0 |  | 0 | 1 | 1 | 1 | 1 | 0 | 0
NX | Ningxia Pingluo Gaoren (Datang) solar farm Phase 1 | solar_photovoltaic | 2370 | 4 | 0 | 1 | 0 | 0 | 0 | 0 | 0 | 0 | 0 | 0 | 0 | 1 | 1 | 0 | 55 | 1 | 55 | 0 | 0 | 0 | 0 | 0 |  | 0 | 1 | 1 | 1 | 1 | 0 | 0
NX | Ningxia Pingluo Gaoren (Datang) solar farm Phase 2 | solar_photovoltaic | 2371 | 4 | 0 | 1 | 0 | 0 | 0 | 0 | 0 | 0 | 0 | 0 | 0 | 1 | 1 | 0 | 100 | 1 | 100 | 0 | 0 | 0 | 0 | 0 |  | 0 | 1 | 1 | 1 | 1 | 0 | 0
NX | Ningxia Pingluo Gaoren (Xuqing) solar farm | solar_photovoltaic | 2372 | 4 | 0 | 1 | 0 | 0 | 0 | 0 | 0 | 0 | 0 | 0 | 0 | 1 | 1 | 0 | 45 | 1 | 45 | 0 | 0 | 0 | 0 | 0 |  | 0 | 1 | 1 | 1 | 1 | 0 | 0
NX | Ningxia Pingluo Gaoren Atesi solar farm | solar_photovoltaic | 2373 | 4 | 0 | 1 | 0 | 0 | 0 | 0 | 0 | 0 | 0 | 0 | 0 | 1 | 1 | 0 | 190 | 1 | 190 | 0 | 0 | 0 | 0 | 0 |  | 0 | 1 | 1 | 1 | 1 | 0 | 0
NX | Ningxia Pingluo Hongyazi (Huadian Beilite) solar farm | solar_photovoltaic | 2374 | 4 | 0 | 1 | 0 | 0 | 0 | 0 | 0 | 0 | 0 | 0 | 0 | 1 | 1 | 0 | 100 | 1 | 100 | 0 | 0 | 0 | 0 | 0 |  | 0 | 1 | 1 | 1 | 1 | 0 | 0
NX | Ningxia Pingluo Hongyazi (Runyang) solar farm | solar_photovoltaic | 2375 | 4 | 0 | 1 | 0 | 0 | 0 | 0 | 0 | 0 | 0 | 0 | 0 | 1 | 1 | 0 | 100 | 1 | 100 | 0 | 0 | 0 | 0 | 0 |  | 0 | 1 | 1 | 1 | 1 | 0 | 0
NX | Ningxia Qingtongxia Aluminum Green Power Substitution solar farm | solar_photovoltaic | 2376 | 4 | 0 | 1 | 0 | 0 | 0 | 0 | 0 | 0 | 0 | 0 | 0 | 1 | 1 | 0 | 440 | 1 | 440 | 0 | 0 | 0 | 0 | 0 |  | 0 | 1 | 1 | 1 | 1 | 0 | 0
NX | Ningxia Qingtongxia Feisike Xuyuan solar farm | solar_photovoltaic | 2377 | 4 | 0 | 1 | 0 | 0 | 0 | 0 | 0 | 0 | 0 | 0 | 0 | 1 | 1 | 0 | 50 | 1 | 50 | 0 | 0 | 0 | 0 | 0 |  | 0 | 1 | 1 | 1 | 1 | 0 | 0
NX | Ningxia Qingtongxia Huaneng solar farm | solar_photovoltaic | 2378 | 4 | 0 | 1 | 0 | 0 | 0 | 0 | 0 | 0 | 0 | 0 | 0 | 1 | 1 | 0 | 30 | 1 | 30 | 0 | 0 | 0 | 0 | 0 |  | 0 | 1 | 1 | 1 | 1 | 0 | 0
NX | Ningxia Qingtongxia Leibiyao (Huaneng) solar farm | solar_photovoltaic | 2379 | 4 | 0 | 1 | 0 | 0 | 0 | 0 | 0 | 0 | 0 | 0 | 0 | 1 | 1 | 0 | 100 | 1 | 100 | 0 | 0 | 0 | 0 | 0 |  | 0 | 1 | 1 | 1 | 1 | 0 | 0
NX | Ningxia Shapotou (Ningxia Power Investment) solar base | solar_photovoltaic | 2380 | 4 | 0 | 1 | 0 | 0 | 0 | 0 | 0 | 0 | 0 | 0 | 0 | 1 | 1 | 0 | 3000 | 1 | 3000 | 0 | 0 | 0 | 0 | 0 |  | 0 | 1 | 1 | 1 | 1 | 0 | 0
NX | Ningxia Shapotou (Ningxia Power Investment) solar farm | solar_photovoltaic | 2381 | 4 | 0 | 1 | 0 | 0 | 0 | 0 | 0 | 0 | 0 | 0 | 0 | 1 | 1 | 0 | 100 | 1 | 100 | 0 | 0 | 0 | 0 | 0 |  | 0 | 1 | 1 | 1 | 1 | 0 | 0
NX | Ningxia Shapotou (Trina ) solar farm | solar_photovoltaic | 2382 | 4 | 0 | 1 | 0 | 0 | 0 | 0 | 0 | 0 | 0 | 0 | 0 | 1 | 1 | 0 | 200 | 1 | 200 | 0 | 0 | 0 | 0 | 0 |  | 0 | 1 | 1 | 1 | 1 | 0 | 0
NX | Ningxia Shapotou Changhe solar farm | solar_photovoltaic | 2383 | 4 | 0 | 1 | 0 | 0 | 0 | 0 | 0 | 0 | 0 | 0 | 0 | 1 | 1 | 0 | 20 | 1 | 20 | 0 | 0 | 0 | 0 | 0 |  | 0 | 1 | 1 | 1 | 1 | 0 | 0
NX | Ningxia Shapotou Jingneng solar farm | solar_photovoltaic | 2384 | 4 | 0 | 1 | 0 | 0 | 0 | 0 | 0 | 0 | 0 | 0 | 0 | 1 | 1 | 0 | 20 | 1 | 20 | 0 | 0 | 0 | 0 | 0 |  | 0 | 1 | 1 | 1 | 1 | 0 | 0
NX | Ningxia Shapotou Maiduoshan solar farm Phase 1 | solar_photovoltaic | 2385 | 4 | 0 | 1 | 0 | 0 | 0 | 0 | 0 | 0 | 0 | 0 | 0 | 1 | 1 | 0 | 400 | 1 | 400 | 0 | 0 | 0 | 0 | 0 |  | 0 | 1 | 1 | 1 | 1 | 0 | 0
NX | Ningxia Shapotou Mengjiawan (Tiande) solar farm | solar_photovoltaic | 2386 | 4 | 0 | 1 | 0 | 0 | 0 | 0 | 0 | 0 | 0 | 0 | 0 | 1 | 1 | 0 | 200 | 1 | 200 | 0 | 0 | 0 | 0 | 0 |  | 0 | 1 | 1 | 1 | 1 | 0 | 0
NX | Ningxia Shapotou Mengjiawan Changyang solar farm | solar_photovoltaic | 2387 | 4 | 0 | 1 | 0 | 0 | 0 | 0 | 0 | 0 | 0 | 0 | 0 | 1 | 1 | 0 | 100 | 1 | 100 | 0 | 0 | 0 | 0 | 0 |  | 0 | 1 | 1 | 1 | 1 | 0 | 0
NX | Ningxia Shapotou Shengyu solar farm | solar_photovoltaic | 2388 | 4 | 0 | 1 | 0 | 0 | 0 | 0 | 0 | 0 | 0 | 0 | 0 | 1 | 1 | 0 | 30 | 1 | 30 | 0 | 0 | 0 | 0 | 0 |  | 0 | 1 | 1 | 1 | 1 | 0 | 0
NX | Ningxia Shapotou Xiangshan (SPIC) solar farm | solar_photovoltaic | 2389 | 4 | 0 | 1 | 0 | 0 | 0 | 0 | 0 | 0 | 0 | 0 | 0 | 1 | 1 | 0 | 50 | 1 | 50 | 0 | 0 | 0 | 0 | 0 |  | 0 | 1 | 1 | 1 | 1 | 0 | 0
NX | Ningxia Shapotou Xiangshan SPIC solar farm | solar_photovoltaic | 2390 | 4 | 0 | 1 | 0 | 0 | 0 | 0 | 0 | 0 | 0 | 0 | 0 | 1 | 1 | 0 | 30 | 1 | 30 | 0 | 0 | 0 | 0 | 0 |  | 0 | 1 | 1 | 1 | 1 | 0 | 0
NX | Ningxia Shapotou Yingshuiqiao Hengyang solar farm | solar_photovoltaic | 2391 | 4 | 0 | 1 | 0 | 0 | 0 | 0 | 0 | 0 | 0 | 0 | 0 | 1 | 1 | 0 | 30 | 1 | 30 | 0 | 0 | 0 | 0 | 0 |  | 0 | 1 | 1 | 1 | 1 | 0 | 0
NX | Ningxia Shapotou Yingshuiqiao Suobao solar farm Phase 1 | solar_photovoltaic | 2392 | 4 | 0 | 1 | 0 | 0 | 0 | 0 | 0 | 0 | 0 | 0 | 0 | 1 | 1 | 0 | 20 | 1 | 20 | 0 | 0 | 0 | 0 | 0 |  | 0 | 1 | 1 | 1 | 1 | 0 | 0
NX | Ningxia Shapotou Yingshuiqiao Suobao solar farm Phase 2 | solar_photovoltaic | 2393 | 4 | 0 | 1 | 0 | 0 | 0 | 0 | 0 | 0 | 0 | 0 | 0 | 1 | 1 | 0 | 20 | 1 | 20 | 0 | 0 | 0 | 0 | 0 |  | 0 | 1 | 1 | 1 | 1 | 0 | 0
NX | Ningxia Shapotou Yingshuiqiao Zhengtai solar farm | solar_photovoltaic | 2394 | 4 | 0 | 1 | 0 | 0 | 0 | 0 | 0 | 0 | 0 | 0 | 0 | 1 | 1 | 0 | 20 | 1 | 20 | 0 | 0 | 0 | 0 | 0 |  | 0 | 1 | 1 | 1 | 1 | 0 | 0
NX | Ningxia Shapotou Zhenluo Qingyin solar farm | solar_photovoltaic | 2395 | 4 | 0 | 1 | 0 | 0 | 0 | 0 | 0 | 0 | 0 | 0 | 0 | 1 | 1 | 0 | 20 | 1 | 20 | 0 | 0 | 0 | 0 | 0 |  | 0 | 1 | 1 | 1 | 1 | 0 | 0
NX | Ningxia Shizuishan (Jieyang) solar farm | solar_photovoltaic | 2396 | 4 | 0 | 1 | 0 | 0 | 0 | 0 | 0 | 0 | 0 | 0 | 0 | 1 | 1 | 0 | 20 | 1 | 20 | 0 | 0 | 0 | 0 | 0 |  | 0 | 1 | 1 | 1 | 1 | 0 | 0
NX | Ningxia Shizuishan (Xinghai) solar farm | solar_photovoltaic | 2397 | 4 | 0 | 1 | 0 | 0 | 0 | 0 | 0 | 0 | 0 | 0 | 0 | 1 | 1 | 0 | 1000 | 1 | 1000 | 0 | 0 | 0 | 0 | 0 |  | 0 | 1 | 1 | 1 | 1 | 0 | 0
NX | Ningxia Shizuishan CECEP solar farm Phase 2 | solar_photovoltaic | 2398 | 4 | 0 | 1 | 0 | 0 | 0 | 0 | 0 | 0 | 0 | 0 | 0 | 1 | 1 | 0 | 20 | 1 | 20 | 0 | 0 | 0 | 0 | 0 |  | 0 | 1 | 1 | 1 | 1 | 0 | 0
NX | Ningxia Shizuishan Huinong CECEP solar farm | solar_photovoltaic | 2399 | 4 | 0 | 1 | 0 | 0 | 0 | 0 | 0 | 0 | 0 | 0 | 0 | 1 | 1 | 0 | 20 | 1 | 20 | 0 | 0 | 0 | 0 | 0 |  | 0 | 1 | 1 | 1 | 1 | 0 | 0
NX | Ningxia Shizuishan Huinong SDIC solar farm Phase 2 | solar_photovoltaic | 2400 | 4 | 0 | 1 | 0 | 0 | 0 | 0 | 0 | 0 | 0 | 0 | 0 | 1 | 1 | 0 | 20 | 1 | 20 | 0 | 0 | 0 | 0 | 0 |  | 0 | 1 | 1 | 1 | 1 | 0 | 0
NX | Ningxia Shizuishan Huinong Xinken Jianquan solar farm | solar_photovoltaic | 2401 | 4 | 0 | 1 | 0 | 0 | 0 | 0 | 0 | 0 | 0 | 0 | 0 | 1 | 1 | 0 | 30 | 1 | 30 | 0 | 0 | 0 | 0 | 0 |  | 0 | 1 | 1 | 1 | 1 | 0 | 0
NX | Ningxia Shizuishan Huinong Zhongli Tenghui solar farm | solar_photovoltaic | 2402 | 4 | 0 | 1 | 0 | 0 | 0 | 0 | 0 | 0 | 0 | 0 | 0 | 1 | 1 | 0 | 100 | 1 | 100 | 0 | 0 | 0 | 0 | 0 |  | 0 | 1 | 1 | 1 | 1 | 0 | 0
NX | Ningxia Shizuishan Pingluo Guodian solar farm Phase 2 | solar_photovoltaic | 2403 | 4 | 0 | 1 | 0 | 0 | 0 | 0 | 0 | 0 | 0 | 0 | 0 | 1 | 1 | 0 | 20 | 1 | 20 | 0 | 0 | 0 | 0 | 0 |  | 0 | 1 | 1 | 1 | 1 | 0 | 0
NX | Ningxia Shizuishan Pingluo Zhongdian Techbology solar farm Phase 1 | solar_photovoltaic | 2404 | 4 | 0 | 1 | 0 | 0 | 0 | 0 | 0 | 0 | 0 | 0 | 0 | 1 | 1 | 0 | 30 | 1 | 30 | 0 | 0 | 0 | 0 | 0 |  | 0 | 1 | 1 | 1 | 1 | 0 | 0
NX | Ningxia Shizuishan Pingluo Zhongdian Techbology solar farm Phase 2 | solar_photovoltaic | 2405 | 4 | 0 | 1 | 0 | 0 | 0 | 0 | 0 | 0 | 0 | 0 | 0 | 1 | 1 | 0 | 30 | 1 | 30 | 0 | 0 | 0 | 0 | 0 |  | 0 | 1 | 1 | 1 | 1 | 0 | 0
NX | Ningxia Shizuishan Pingluo Zhongdian Technology solar farm Phase 3 | solar_photovoltaic | 2406 | 4 | 0 | 1 | 0 | 0 | 0 | 0 | 0 | 0 | 0 | 0 | 0 | 1 | 1 | 0 | 50 | 1 | 50 | 0 | 0 | 0 | 0 | 0 |  | 0 | 1 | 1 | 1 | 1 | 0 | 0
NX | Ningxia Shizuishan Pingluo Zhongdian Technology solar farm Phase 4 | solar_photovoltaic | 2407 | 4 | 0 | 1 | 0 | 0 | 0 | 0 | 0 | 0 | 0 | 0 | 0 | 1 | 1 | 0 | 50 | 1 | 50 | 0 | 0 | 0 | 0 | 0 |  | 0 | 1 | 1 | 1 | 1 | 0 | 0
NX | Ningxia Shizuishan Shanyang solar farm | solar_photovoltaic | 2408 | 4 | 0 | 1 | 0 | 0 | 0 | 0 | 0 | 0 | 0 | 0 | 0 | 1 | 1 | 0 | 150 | 1 | 150 | 0 | 0 | 0 | 0 | 0 |  | 0 | 1 | 1 | 1 | 1 | 0 | 0
NX | Ningxia Shizuishan Zhongli Minghui solar farm | solar_photovoltaic | 2409 | 4 | 0 | 1 | 0 | 0 | 0 | 0 | 0 | 0 | 0 | 0 | 0 | 1 | 1 | 0 | 30 | 1 | 30 | 0 | 0 | 0 | 0 | 0 |  | 0 | 1 | 1 | 1 | 1 | 0 | 0
NX | Ningxia Shizuishuan Jianquan State Farm Agricultural solar farm | solar_photovoltaic | 2410 | 4 | 0 | 1 | 0 | 0 | 0 | 0 | 0 | 0 | 0 | 0 | 0 | 1 | 1 | 0 | 50 | 1 | 50 | 0 | 0 | 0 | 0 | 0 |  | 0 | 1 | 1 | 1 | 1 | 0 | 0
NX | Ningxia Shuishan Luoshitan Zhongli Xianghui solar farm | solar_photovoltaic | 2411 | 4 | 0 | 1 | 0 | 0 | 0 | 0 | 0 | 0 | 0 | 0 | 0 | 1 | 1 | 0 | 100 | 1 | 100 | 0 | 0 | 0 | 0 | 0 |  | 0 | 1 | 1 | 1 | 1 | 0 | 0
NX | Ningxia Taiyangshan (Ningxia Power Investment) solar farm | solar_photovoltaic | 2412 | 4 | 0 | 1 | 0 | 0 | 0 | 0 | 0 | 0 | 0 | 0 | 0 | 1 | 1 | 0 | 100 | 1 | 100 | 0 | 0 | 0 | 0 | 0 |  | 0 | 1 | 1 | 1 | 1 | 0 | 0
NX | Ningxia Taiyangshan Jingnneg solar farm | solar_photovoltaic | 2413 | 4 | 0 | 1 | 0 | 0 | 0 | 0 | 0 | 0 | 0 | 0 | 0 | 1 | 1 | 0 | 180 | 1 | 180 | 0 | 0 | 0 | 0 | 0 |  | 0 | 1 | 1 | 1 | 1 | 0 | 0
NX | Ningxia Taiyangshan solar project | solar_photovoltaic | 2414 | 4 | 0 | 1 | 0 | 0 | 0 | 0 | 0 | 0 | 0 | 0 | 0 | 1 | 1 | 0 | 10 | 1 | 10 | 0 | 0 | 0 | 0 | 0 |  | 0 | 1 | 1 | 1 | 1 | 0 | 0
NX | Ningxia Tongxin CNNC solar farm | solar_photovoltaic | 2415 | 4 | 0 | 1 | 0 | 0 | 0 | 0 | 0 | 0 | 0 | 0 | 0 | 1 | 1 | 0 | 100 | 1 | 100 | 0 | 0 | 0 | 0 | 0 |  | 0 | 1 | 1 | 1 | 1 | 0 | 0
NX | Ningxia Tongxin Dadi Risheng solar farm | solar_photovoltaic | 2416 | 4 | 0 | 1 | 0 | 0 | 0 | 0 | 0 | 0 | 0 | 0 | 0 | 1 | 1 | 0 | 50 | 1 | 50 | 0 | 0 | 0 | 0 | 0 |  | 0 | 1 | 1 | 1 | 1 | 0 | 0
NX | Ningxia Tongxin Weizhou (Jiaze) solar farm | solar_photovoltaic | 2417 | 4 | 0 | 1 | 0 | 0 | 0 | 0 | 0 | 0 | 0 | 0 | 0 | 1 | 1 | 0 | 100 | 1 | 100 | 0 | 0 | 0 | 0 | 0 |  | 0 | 1 | 1 | 1 | 1 | 0 | 0
NX | Ningxia Tongxin Weizhou Pastoral solar power plant | solar_photovoltaic | 2418 | 4 | 0 | 1 | 0 | 0 | 0 | 0 | 0 | 0 | 0 | 0 | 0 | 1 | 1 | 0 | 170 | 1 | 170 | 0 | 0 | 0 | 0 | 0 |  | 0 | 1 | 1 | 1 | 1 | 0 | 0
NX | Ningxia Tongxin Zhongli Muhui solar farm | solar_photovoltaic | 2419 | 4 | 0 | 1 | 0 | 0 | 0 | 0 | 0 | 0 | 0 | 0 | 0 | 1 | 1 | 0 | 95 | 1 | 95 | 0 | 0 | 0 | 0 | 0 |  | 0 | 1 | 1 | 1 | 1 | 0 | 0
NX | Ningxia Tongxin Zhongli Qihui solar farm | solar_photovoltaic | 2420 | 4 | 0 | 1 | 0 | 0 | 0 | 0 | 0 | 0 | 0 | 0 | 0 | 1 | 1 | 0 | 50 | 1 | 50 | 0 | 0 | 0 | 0 | 0 |  | 0 | 1 | 1 | 1 | 1 | 0 | 0
NX | Ningxia Tongxin Zhongzi Clean Energy solar farm | solar_photovoltaic | 2421 | 4 | 0 | 1 | 0 | 0 | 0 | 0 | 0 | 0 | 0 | 0 | 0 | 1 | 1 | 0 | 150 | 1 | 150 | 0 | 0 | 0 | 0 | 0 |  | 0 | 1 | 1 | 1 | 1 | 0 | 0
NX | Ningxia Wuzhong Hongsibu (Shanghai Jidian) solar farm | solar_photovoltaic | 2422 | 4 | 0 | 1 | 0 | 0 | 0 | 0 | 0 | 0 | 0 | 0 | 0 | 1 | 1 | 0 | 100 | 1 | 100 | 0 | 0 | 0 | 0 | 0 |  | 0 | 1 | 1 | 1 | 1 | 0 | 0
NX | Ningxia Wuzhong Hongsibu solar farm | solar_photovoltaic | 2423 | 4 | 0 | 1 | 0 | 0 | 0 | 0 | 0 | 0 | 0 | 0 | 0 | 1 | 1 | 0 | 50 | 1 | 50 | 0 | 0 | 0 | 0 | 0 |  | 0 | 1 | 1 | 1 | 1 | 0 | 0
NX | Ningxia Wuzhong Litong District Three Gorges solar farm Phase 1 | solar_photovoltaic | 2424 | 4 | 0 | 1 | 0 | 0 | 0 | 0 | 0 | 0 | 0 | 0 | 0 | 1 | 1 | 0 | 200 | 1 | 200 | 0 | 0 | 0 | 0 | 0 |  | 0 | 1 | 1 | 1 | 1 | 0 | 0
NX | Ningxia Wuzhong Qingtongxia CGN solar farm Phase 2 | solar_photovoltaic | 2425 | 4 | 0 | 1 | 0 | 0 | 0 | 0 | 0 | 0 | 0 | 0 | 0 | 1 | 1 | 0 | 20 | 1 | 20 | 0 | 0 | 0 | 0 | 0 |  | 0 | 1 | 1 | 1 | 1 | 0 | 0
NX | Ningxia Wuzhong Qingtongxia Datang International solar farm Phase 2 | solar_photovoltaic | 2426 | 4 | 0 | 1 | 0 | 0 | 0 | 0 | 0 | 0 | 0 | 0 | 0 | 1 | 1 | 0 | 20 | 1 | 20 | 0 | 0 | 0 | 0 | 0 |  | 0 | 1 | 1 | 1 | 1 | 0 | 0
NX | Ningxia Wuzhong Taiyangshan (Datang) solar farm Phase 1 | solar_photovoltaic | 2427 | 4 | 0 | 1 | 0 | 0 | 0 | 0 | 0 | 0 | 0 | 0 | 0 | 1 | 1 | 0 | 100 | 1 | 100 | 0 | 0 | 0 | 0 | 0 |  | 0 | 1 | 1 | 1 | 1 | 0 | 0
NX | Ningxia Wuzhong Taiyangshan CECEP solar farm Phase 2 | solar_photovoltaic | 2428 | 4 | 0 | 1 | 0 | 0 | 0 | 0 | 0 | 0 | 0 | 0 | 0 | 1 | 1 | 0 | 20 | 1 | 20 | 0 | 0 | 0 | 0 | 0 |  | 0 | 1 | 1 | 1 | 1 | 0 | 0
NX | Ningxia Wuzhong Taiyangshan CECEP solar farm Phase 3 | solar_photovoltaic | 2429 | 4 | 0 | 1 | 0 | 0 | 0 | 0 | 0 | 0 | 0 | 0 | 0 | 1 | 1 | 0 | 50 | 1 | 50 | 0 | 0 | 0 | 0 | 0 |  | 0 | 1 | 1 | 1 | 1 | 0 | 0
NX | Ningxia Wuzhong Taiyangshan China Aluminum solar farm Phase 3 | solar_photovoltaic | 2430 | 4 | 0 | 1 | 0 | 0 | 0 | 0 | 0 | 0 | 0 | 0 | 0 | 1 | 1 | 0 | 30 | 1 | 30 | 0 | 0 | 0 | 0 | 0 |  | 0 | 1 | 1 | 1 | 1 | 0 | 0
NX | Ningxia Wuzhong Taiyangshan Guangyuan solar farm Phase 1 | solar_photovoltaic | 2431 | 4 | 0 | 1 | 0 | 0 | 0 | 0 | 0 | 0 | 0 | 0 | 0 | 1 | 1 | 0 | 20 | 1 | 20 | 0 | 0 | 0 | 0 | 0 |  | 0 | 1 | 1 | 1 | 1 | 0 | 0
NX | Ningxia Wuzhong Taiyangshan Hanneng solar farm Phase 1 | solar_photovoltaic | 2432 | 4 | 0 | 1 | 0 | 0 | 0 | 0 | 0 | 0 | 0 | 0 | 0 | 1 | 1 | 0 | 20 | 1 | 20 | 0 | 0 | 0 | 0 | 0 |  | 0 | 1 | 1 | 1 | 1 | 0 | 0
NX | Ningxia Wuzhong Taiyangshan SDIC solar farm Phase 1 | solar_photovoltaic | 2433 | 4 | 0 | 1 | 0 | 0 | 0 | 0 | 0 | 0 | 0 | 0 | 0 | 1 | 1 | 0 | 30 | 1 | 30 | 0 | 0 | 0 | 0 | 0 |  | 0 | 1 | 1 | 1 | 1 | 0 | 0
NX | Ningxia Wuzhong Taiyangshan Three Gorges solar farm Phase 1 | solar_photovoltaic | 2434 | 4 | 0 | 1 | 0 | 0 | 0 | 0 | 0 | 0 | 0 | 0 | 0 | 1 | 1 | 0 | 20 | 1 | 20 | 0 | 0 | 0 | 0 | 0 |  | 0 | 1 | 1 | 1 | 1 | 0 | 0
NX | Ningxia Wuzhong Taiyangshan Three Gorges solar farm Phase 2 | solar_photovoltaic | 2435 | 4 | 0 | 1 | 0 | 0 | 0 | 0 | 0 | 0 | 0 | 0 | 0 | 1 | 1 | 0 | 20 | 1 | 20 | 0 | 0 | 0 | 0 | 0 |  | 0 | 1 | 1 | 1 | 1 | 0 | 0
NX | Ningxia Wuzhong Tongxin Longi solar farm Phase 1 | solar_photovoltaic | 2436 | 4 | 0 | 1 | 0 | 0 | 0 | 0 | 0 | 0 | 0 | 0 | 0 | 1 | 1 | 0 | 30 | 1 | 30 | 0 | 0 | 0 | 0 | 0 |  | 0 | 1 | 1 | 1 | 1 | 0 | 0
NX | Ningxia Wuzhong Tongxin Longi solar farm Phase 2 | solar_photovoltaic | 2437 | 4 | 0 | 1 | 0 | 0 | 0 | 0 | 0 | 0 | 0 | 0 | 0 | 1 | 1 | 0 | 30 | 1 | 30 | 0 | 0 | 0 | 0 | 0 |  | 0 | 1 | 1 | 1 | 1 | 0 | 0
NX | Ningxia Wuzhong Tongxin Zhongmin solar farm | solar_photovoltaic | 2438 | 4 | 0 | 1 | 0 | 0 | 0 | 0 | 0 | 0 | 0 | 0 | 0 | 1 | 1 | 0 | 200 | 1 | 200 | 0 | 0 | 0 | 0 | 0 |  | 0 | 1 | 1 | 1 | 1 | 0 | 0
NX | Ningxia Wuzhong Yanchi (CEEG) solar farm | solar_photovoltaic | 2439 | 4 | 0 | 1 | 0 | 0 | 0 | 0 | 0 | 0 | 0 | 0 | 0 | 1 | 1 | 0 | 120 | 1 | 120 | 0 | 0 | 0 | 0 | 0 |  | 0 | 1 | 1 | 1 | 1 | 0 | 0
NX | Ningxia Wuzhong Yanchi Guoxin solar farm | solar_photovoltaic | 2440 | 4 | 0 | 1 | 0 | 0 | 0 | 0 | 0 | 0 | 0 | 0 | 0 | 1 | 1 | 0 | 100 | 1 | 100 | 0 | 0 | 0 | 0 | 0 |  | 0 | 1 | 1 | 1 | 1 | 0 | 0
NX | Ningxia Xiaodong Clean Energy solar project | solar_photovoltaic | 2441 | 4 | 0 | 1 | 0 | 0 | 0 | 0 | 0 | 0 | 0 | 0 | 0 | 1 | 1 | 0 | 6 | 1 | 6 | 0 | 0 | 0 | 0 | 0 |  | 0 | 1 | 1 | 1 | 1 | 0 | 0
NX | Ningxia Xingqing District Baofeng solar farm | solar_photovoltaic | 2442 | 4 | 0 | 1 | 0 | 0 | 0 | 0 | 0 | 0 | 0 | 0 | 0 | 1 | 1 | 0 | 250 | 1 | 250 | 0 | 0 | 0 | 0 | 0 |  | 0 | 1 | 1 | 1 | 1 | 0 | 0
NX | Ningxia Xingqing Hongdunzi Mining Area Zhongdiantou solar farm Phase 2 | solar_photovoltaic | 2443 | 4 | 0 | 1 | 0 | 0 | 0 | 0 | 0 | 0 | 0 | 0 | 0 | 1 | 1 | 0 | 30 | 1 | 30 | 0 | 0 | 0 | 0 | 0 |  | 0 | 1 | 1 | 1 | 1 | 0 | 0
NX | Ningxia Xingqing Hongdunzi Xuning solar farm | solar_photovoltaic | 2444 | 4 | 0 | 1 | 0 | 0 | 0 | 0 | 0 | 0 | 0 | 0 | 0 | 1 | 1 | 0 | 30 | 1 | 30 | 0 | 0 | 0 | 0 | 0 |  | 0 | 1 | 1 | 1 | 1 | 0 | 0
NX | Ningxia Xingqing Yueyahu (Baofeng) solar farm electricity production | solar_photovoltaic | 2445 | 4 | 0 | 1 | 0 | 0 | 0 | 0 | 0 | 0 | 0 | 0 | 0 | 1 | 1 | 0 | 100 | 1 | 100 | 0 | 0 | 0 | 0 | 0 |  | 0 | 1 | 1 | 1 | 1 | 0 | 0
NX | Ningxia Xingqing Yueyahu (Baofeng) solar farm hydrogen production | solar_photovoltaic | 2446 | 4 | 0 | 1 | 0 | 0 | 0 | 0 | 0 | 0 | 0 | 0 | 0 | 1 | 1 | 0 | 100 | 1 | 100 | 0 | 0 | 0 | 0 | 0 |  | 0 | 1 | 1 | 1 | 1 | 0 | 0
NX | Ningxia Xingqqing Huadian-Longyi Green Electricity Park solar farm | solar_photovoltaic | 2447 | 4 | 0 | 1 | 0 | 0 | 0 | 0 | 0 | 0 | 0 | 0 | 0 | 1 | 1 | 0 | 89.8 | 1 | 89.8 | 0 | 0 | 0 | 0 | 0 |  | 0 | 1 | 1 | 1 | 1 | 0 | 0
NX | Ningxia Xinqqing (Baoxin) Unsubsidized solar farm | solar_photovoltaic | 2448 | 4 | 0 | 1 | 0 | 0 | 0 | 0 | 0 | 0 | 0 | 0 | 0 | 1 | 1 | 0 | 166.7 | 1 | 166.7 | 0 | 0 | 0 | 0 | 0 |  | 0 | 1 | 1 | 1 | 1 | 0 | 0
NX | Ningxia Xutaoxiang (Huarun) solar farm | solar_photovoltaic | 2449 | 4 | 0 | 1 | 0 | 0 | 0 | 0 | 0 | 0 | 0 | 0 | 0 | 1 | 1 | 0 | 150 | 1 | 150 | 0 | 0 | 0 | 0 | 0 |  | 0 | 1 | 1 | 1 | 1 | 0 | 0
NX | Ningxia Yanchi Gaoshawo (Ningguoyun) solar farm | solar_photovoltaic | 2450 | 4 | 0 | 1 | 0 | 0 | 0 | 0 | 0 | 0 | 0 | 0 | 0 | 1 | 1 | 0 | 920 | 1 | 920 | 0 | 0 | 0 | 0 | 0 |  | 0 | 1 | 1 | 1 | 1 | 0 | 0
NX | Ningxia Yanchi Gaoshawo Zhongmintou solar farm Phase 1 | solar_photovoltaic | 2451 | 4 | 0 | 1 | 0 | 0 | 0 | 0 | 0 | 0 | 0 | 0 | 0 | 1 | 1 | 0 | 380 | 1 | 380 | 0 | 0 | 0 | 0 | 0 |  | 0 | 1 | 1 | 1 | 1 | 0 | 0
NX | Ningxia Yanchi Huaqin solar farm | solar_photovoltaic | 2452 | 4 | 0 | 1 | 0 | 0 | 0 | 0 | 0 | 0 | 0 | 0 | 0 | 1 | 1 | 0 | 20 | 1 | 20 | 0 | 0 | 0 | 0 | 0 |  | 0 | 1 | 1 | 1 | 1 | 0 | 0
NX | Ningxia Yanchi Jing'ao Proverty Alleviation solar farm | solar_photovoltaic | 2453 | 4 | 0 | 1 | 0 | 0 | 0 | 0 | 0 | 0 | 0 | 0 | 0 | 1 | 1 | 0 | 20 | 1 | 20 | 0 | 0 | 0 | 0 | 0 |  | 0 | 1 | 1 | 1 | 1 | 0 | 0
NX | Ningxia Yanchi State Energy Investment solar power plant | solar_photovoltaic | 2454 | 4 | 0 | 1 | 0 | 0 | 0 | 0 | 0 | 0 | 0 | 0 | 0 | 1 | 1 | 0 | 200 | 1 | 200 | 0 | 0 | 0 | 0 | 0 |  | 0 | 1 | 1 | 1 | 1 | 0 | 0
NX | Ningxia Yanchi trillion energy solar project | solar_photovoltaic | 2455 | 4 | 0 | 1 | 0 | 0 | 0 | 0 | 0 | 0 | 0 | 0 | 0 | 1 | 1 | 0 | 15 | 1 | 15 | 0 | 0 | 0 | 0 | 0 |  | 0 | 1 | 1 | 1 | 1 | 0 | 0
NX | Ningxia Yanchi Wanglejing solar farm | solar_photovoltaic | 2456 | 4 | 0 | 1 | 0 | 0 | 0 | 0 | 0 | 0 | 0 | 0 | 0 | 1 | 1 | 0 | 100 | 1 | 100 | 0 | 0 | 0 | 0 | 0 |  | 0 | 1 | 1 | 1 | 1 | 0 | 0
NX | Ningxia Yanchi Zhongmin Guangfu solar farm | solar_photovoltaic | 2457 | 4 | 0 | 1 | 0 | 0 | 0 | 0 | 0 | 0 | 0 | 0 | 0 | 1 | 1 | 0 | 180 | 1 | 180 | 0 | 0 | 0 | 0 | 0 |  | 0 | 1 | 1 | 1 | 1 | 0 | 0
NX | Ningxia Yanchi Zhongmin Xinneng Compound solar farm | solar_photovoltaic | 2458 | 4 | 0 | 1 | 0 | 0 | 0 | 0 | 0 | 0 | 0 | 0 | 0 | 1 | 1 | 0 | 200 | 1 | 200 | 0 | 0 | 0 | 0 | 0 |  | 0 | 1 | 1 | 1 | 1 | 0 | 0
NX | Ningxia Yanchi Zhongmintou Poverty Alleviation solar farm | solar_photovoltaic | 2459 | 4 | 0 | 1 | 0 | 0 | 0 | 0 | 0 | 0 | 0 | 0 | 0 | 1 | 1 | 0 | 234 | 1 | 234 | 0 | 0 | 0 | 0 | 0 |  | 0 | 1 | 1 | 1 | 1 | 0 | 0
NX | Ningxia Yanchi Zhongmintou solar farm | solar_photovoltaic | 2460 | 4 | 0 | 1 | 0 | 0 | 0 | 0 | 0 | 0 | 0 | 0 | 0 | 1 | 1 | 0 | 200 | 1 | 200 | 0 | 0 | 0 | 0 | 0 |  | 0 | 1 | 1 | 1 | 1 | 0 | 0
NX | Ningxia Yike Solar Power Gaoshawo solar project | solar_photovoltaic | 2461 | 4 | 0 | 1 | 0 | 0 | 0 | 0 | 0 | 0 | 0 | 0 | 0 | 1 | 1 | 0 | 9 | 1 | 9 | 0 | 0 | 0 | 0 | 0 |  | 0 | 1 | 1 | 1 | 1 | 0 | 0
NX | Ningxia Yinchuan Binggou Jingneng solar farm | solar_photovoltaic | 2462 | 4 | 0 | 1 | 0 | 0 | 0 | 0 | 0 | 0 | 0 | 0 | 0 | 1 | 1 | 0 | 200 | 1 | 200 | 0 | 0 | 0 | 0 | 0 |  | 0 | 1 | 1 | 1 | 1 | 0 | 0
NX | Ningxia Yinchuan Binggou Shanxi Shentou solar farm | solar_photovoltaic | 2463 | 4 | 0 | 1 | 0 | 0 | 0 | 0 | 0 | 0 | 0 | 0 | 0 | 1 | 1 | 0 | 200 | 1 | 200 | 0 | 0 | 0 | 0 | 0 |  | 0 | 1 | 1 | 1 | 1 | 0 | 0
NX | Ningxia Yinchuan Ningdong Shanghai Aerospace Machinery solar farm Phase 1 | solar_photovoltaic | 2464 | 4 | 0 | 1 | 0 | 0 | 0 | 0 | 0 | 0 | 0 | 0 | 0 | 1 | 1 | 0 | 100 | 1 | 100 | 0 | 0 | 0 | 0 | 0 |  | 0 | 1 | 1 | 1 | 1 | 0 | 0
NX | Ningxia Yinchuan Ningdong Shanghai Aerospace Machinery solar farm Phase 2 | solar_photovoltaic | 2465 | 4 | 0 | 1 | 0 | 0 | 0 | 0 | 0 | 0 | 0 | 0 | 0 | 1 | 1 | 0 | 50 | 1 | 50 | 0 | 0 | 0 | 0 | 0 |  | 0 | 1 | 1 | 1 | 1 | 0 | 0
NX | Ningxia Yongning Guoguang solar farm | solar_photovoltaic | 2466 | 4 | 0 | 1 | 0 | 0 | 0 | 0 | 0 | 0 | 0 | 0 | 0 | 1 | 1 | 0 | 100 | 1 | 100 | 0 | 0 | 0 | 0 | 0 |  | 0 | 1 | 1 | 1 | 1 | 0 | 0
NX | Ningxia Yongning Minningzhen Shengjing Agriculture solar farm | solar_photovoltaic | 2467 | 4 | 0 | 1 | 0 | 0 | 0 | 0 | 0 | 0 | 0 | 0 | 0 | 1 | 1 | 0 | 30 | 1 | 30 | 0 | 0 | 0 | 0 | 0 |  | 0 | 1 | 1 | 1 | 1 | 0 | 0
NX | Ningxia Yuanzhou District CECEP Zhenfa solar farm Phase 1 | solar_photovoltaic | 2468 | 4 | 0 | 1 | 0 | 0 | 0 | 0 | 0 | 0 | 0 | 0 | 0 | 1 | 1 | 0 | 30 | 1 | 30 | 0 | 0 | 0 | 0 | 0 |  | 0 | 1 | 1 | 1 | 1 | 0 | 0
NX | Ningxia Yuanzhou District CECEP Zhenfa solar farm Phase 2 | solar_photovoltaic | 2469 | 4 | 0 | 1 | 0 | 0 | 0 | 0 | 0 | 0 | 0 | 0 | 0 | 1 | 1 | 0 | 30 | 1 | 30 | 0 | 0 | 0 | 0 | 0 |  | 0 | 1 | 1 | 1 | 1 | 0 | 0
NX | Ningxia Yuanzhou Pengpu Zhenfa solar farm | solar_photovoltaic | 2470 | 4 | 0 | 1 | 0 | 0 | 0 | 0 | 0 | 0 | 0 | 0 | 0 | 1 | 1 | 0 | 30 | 1 | 30 | 0 | 0 | 0 | 0 | 0 |  | 0 | 1 | 1 | 1 | 1 | 0 | 0
NX | Ningxia Yudingxiang Huangyangcun solar farm | solar_photovoltaic | 2471 | 4 | 0 | 1 | 0 | 0 | 0 | 0 | 0 | 0 | 0 | 0 | 0 | 1 | 1 | 0 | 200 | 1 | 200 | 0 | 0 | 0 | 0 | 0 |  | 0 | 1 | 1 | 1 | 1 | 0 | 0
NX | Ningxia Yudingxiang Jinshacun solar farm | solar_photovoltaic | 2472 | 4 | 0 | 1 | 0 | 0 | 0 | 0 | 0 | 0 | 0 | 0 | 0 | 1 | 1 | 0 | 150 | 1 | 150 | 0 | 0 | 0 | 0 | 0 |  | 0 | 1 | 1 | 1 | 1 | 0 | 0
NX | Ningxia Yudingxiang Yongxingcun solar farm | solar_photovoltaic | 2473 | 4 | 0 | 1 | 0 | 0 | 0 | 0 | 0 | 0 | 0 | 0 | 0 | 1 | 1 | 0 | 200 | 1 | 200 | 0 | 0 | 0 | 0 | 0 |  | 0 | 1 | 1 | 1 | 1 | 0 | 0
NX | Ningxia Zhongchuan Zhonggong solar farm | solar_photovoltaic | 2474 | 4 | 0 | 1 | 0 | 0 | 0 | 0 | 0 | 0 | 0 | 0 | 0 | 1 | 1 | 0 | 200 | 1 | 200 | 0 | 0 | 0 | 0 | 0 |  | 0 | 1 | 1 | 1 | 1 | 0 | 0
NX | Ningxia Zhongning (Jiayang) solar farm | solar_photovoltaic | 2475 | 4 | 0 | 1 | 0 | 0 | 0 | 0 | 0 | 0 | 0 | 0 | 0 | 1 | 1 | 0 | 200 | 1 | 200 | 0 | 0 | 0 | 0 | 0 |  | 0 | 1 | 1 | 1 | 1 | 0 | 0
NX | Ningxia Zhongning Hanjiaoshui Longji solar farm | solar_photovoltaic | 2476 | 4 | 0 | 1 | 0 | 0 | 0 | 0 | 0 | 0 | 0 | 0 | 0 | 1 | 1 | 0 | 200 | 1 | 200 | 0 | 0 | 0 | 0 | 0 |  | 0 | 1 | 1 | 1 | 1 | 0 | 0
NX | Ningxia Zhongning Longji Tianhua Ground solar farm | solar_photovoltaic | 2477 | 4 | 0 | 1 | 0 | 0 | 0 | 0 | 0 | 0 | 0 | 0 | 0 | 1 | 1 | 0 | 20 | 1 | 20 | 0 | 0 | 0 | 0 | 0 |  | 0 | 1 | 1 | 1 | 1 | 0 | 0
NX | Ningxia Zhongning Meicheng solar farm | solar_photovoltaic | 2478 | 4 | 0 | 1 | 0 | 0 | 0 | 0 | 0 | 0 | 0 | 0 | 0 | 1 | 1 | 0 | 45 | 1 | 45 | 0 | 0 | 0 | 0 | 0 |  | 0 | 1 | 1 | 1 | 1 | 0 | 0
NX | Ningxia Zhongning Photovoltaic Estate solar farm | solar_photovoltaic | 2479 | 4 | 0 | 1 | 0 | 0 | 0 | 0 | 0 | 0 | 0 | 0 | 0 | 1 | 1 | 0 | 30 | 1 | 30 | 0 | 0 | 0 | 0 | 0 |  | 0 | 1 | 1 | 1 | 1 | 0 | 0
NX | Ningxia Zhongning Xingye Jinxiu solar farm | solar_photovoltaic | 2480 | 4 | 0 | 1 | 0 | 0 | 0 | 0 | 0 | 0 | 0 | 0 | 0 | 1 | 1 | 0 | 100 | 1 | 100 | 0 | 0 | 0 | 0 | 0 |  | 0 | 1 | 1 | 1 | 1 | 0 | 0
NX | Ningxia Zhongning Xutao (Ningguoyun) Renewables Complex solar farm | solar_photovoltaic | 2481 | 4 | 0 | 1 | 0 | 0 | 0 | 0 | 0 | 0 | 0 | 0 | 0 | 1 | 1 | 0 | 850 | 1 | 850 | 0 | 0 | 0 | 0 | 0 |  | 0 | 1 | 1 | 1 | 1 | 0 | 0
NX | Ningxia Zhongning Yuding Shaogaoliang solar farm | solar_photovoltaic | 2482 | 4 | 0 | 1 | 0 | 0 | 0 | 0 | 0 | 0 | 0 | 0 | 0 | 1 | 1 | 0 | 200 | 1 | 200 | 0 | 0 | 0 | 0 | 0 |  | 0 | 1 | 1 | 1 | 1 | 0 | 0
NX | Ningxia Zhongning Yudingxiang (Zhonghe) solar farm | solar_photovoltaic | 2483 | 4 | 0 | 1 | 0 | 0 | 0 | 0 | 0 | 0 | 0 | 0 | 0 | 1 | 1 | 0 | 150 | 1 | 150 | 0 | 0 | 0 | 0 | 0 |  | 0 | 1 | 1 | 1 | 1 | 0 | 0
NX | Ningxia Zhongning Zhongmei Ward solar farm | solar_photovoltaic | 2484 | 4 | 0 | 1 | 0 | 0 | 0 | 0 | 0 | 0 | 0 | 0 | 0 | 1 | 1 | 0 | 30 | 1 | 30 | 0 | 0 | 0 | 0 | 0 |  | 0 | 1 | 1 | 1 | 1 | 0 | 0
NX | Ningxia Zhongwei Changhe solar farm | solar_photovoltaic | 2485 | 4 | 0 | 1 | 0 | 0 | 0 | 0 | 0 | 0 | 0 | 0 | 0 | 1 | 1 | 0 | 20 | 1 | 20 | 0 | 0 | 0 | 0 | 0 |  | 0 | 1 | 1 | 1 | 1 | 0 | 0
NX | Ningxia Zhongwei Changle Huihe Fengguang solar farm | solar_photovoltaic | 2486 | 4 | 0 | 1 | 0 | 0 | 0 | 0 | 0 | 0 | 0 | 0 | 0 | 1 | 1 | 0 | 30 | 1 | 30 | 0 | 0 | 0 | 0 | 0 |  | 0 | 1 | 1 | 1 | 1 | 0 | 0
NX | Ningxia Zhongwei Cloud Data Center (Datang) Green Power Supply solar farm | solar_photovoltaic | 2487 | 4 | 0 | 1 | 0 | 0 | 0 | 0 | 0 | 0 | 0 | 0 | 0 | 1 | 1 | 0 | 500 | 1 | 500 | 0 | 0 | 0 | 0 | 0 |  | 0 | 1 | 1 | 1 | 1 | 0 | 0
NX | Ningxia Zhongwei GCL solar farm | solar_photovoltaic | 2488 | 4 | 0 | 1 | 0 | 0 | 0 | 0 | 0 | 0 | 0 | 0 | 0 | 1 | 1 | 0 | 100 | 1 | 100 | 0 | 0 | 0 | 0 | 0 |  | 0 | 1 | 1 | 1 | 1 | 0 | 0
NX | Ningxia Zhongwei Guodian solar farm Phase 1 | solar_photovoltaic | 2489 | 4 | 0 | 1 | 0 | 0 | 0 | 0 | 0 | 0 | 0 | 0 | 0 | 1 | 1 | 0 | 20 | 1 | 20 | 0 | 0 | 0 | 0 | 0 |  | 0 | 1 | 1 | 1 | 1 | 0 | 0
NX | Ningxia Zhongwei Jinyang New Energy solar farm | solar_photovoltaic | 2490 | 4 | 0 | 1 | 0 | 0 | 0 | 0 | 0 | 0 | 0 | 0 | 0 | 1 | 1 | 0 | 30 | 1 | 30 | 0 | 0 | 0 | 0 | 0 |  | 0 | 1 | 1 | 1 | 1 | 0 | 0
NX | Ningxia Zhongwei Ningqing solar farm | solar_photovoltaic | 2491 | 4 | 0 | 1 | 0 | 0 | 0 | 0 | 0 | 0 | 0 | 0 | 0 | 1 | 1 | 0 | 50 | 1 | 50 | 0 | 0 | 0 | 0 | 0 |  | 0 | 1 | 1 | 1 | 1 | 0 | 0
NX | Ningxia Zhongwei Shapotou CECEP solar farm Phase 1 | solar_photovoltaic | 2492 | 4 | 0 | 1 | 0 | 0 | 0 | 0 | 0 | 0 | 0 | 0 | 0 | 1 | 1 | 0 | 20 | 1 | 20 | 0 | 0 | 0 | 0 | 0 |  | 0 | 1 | 1 | 1 | 1 | 0 | 0
NX | Ningxia Zhongwei Shapotou CECEP solar farm Phase 2 | solar_photovoltaic | 2493 | 4 | 0 | 1 | 0 | 0 | 0 | 0 | 0 | 0 | 0 | 0 | 0 | 1 | 1 | 0 | 20 | 1 | 20 | 0 | 0 | 0 | 0 | 0 |  | 0 | 1 | 1 | 1 | 1 | 0 | 0
NX | Ningxia Zhongwei Shapotou CGN Suobao solar farm Phase 1 | solar_photovoltaic | 2494 | 4 | 0 | 1 | 0 | 0 | 0 | 0 | 0 | 0 | 0 | 0 | 0 | 1 | 1 | 0 | 20 | 1 | 20 | 0 | 0 | 0 | 0 | 0 |  | 0 | 1 | 1 | 1 | 1 | 0 | 0
NX | Ningxia Zhongwei Shapotou CGN Suobao solar farm Phase 2 | solar_photovoltaic | 2495 | 4 | 0 | 1 | 0 | 0 | 0 | 0 | 0 | 0 | 0 | 0 | 0 | 1 | 1 | 0 | 20 | 1 | 20 | 0 | 0 | 0 | 0 | 0 |  | 0 | 1 | 1 | 1 | 1 | 0 | 0
NX | Ningxia Zhongwei Shapotou Enfi Grid-Connected solar farm | solar_photovoltaic | 2496 | 4 | 0 | 1 | 0 | 0 | 0 | 0 | 0 | 0 | 0 | 0 | 0 | 1 | 1 | 0 | 30 | 1 | 30 | 0 | 0 | 0 | 0 | 0 |  | 0 | 1 | 1 | 1 | 1 | 0 | 0
NX | Ningxia Zhongwei Shapotou Hengji Weiye solar farm Phase 1 | solar_photovoltaic | 2497 | 4 | 0 | 1 | 0 | 0 | 0 | 0 | 0 | 0 | 0 | 0 | 0 | 1 | 1 | 0 | 20 | 1 | 20 | 0 | 0 | 0 | 0 | 0 |  | 0 | 1 | 1 | 1 | 1 | 0 | 0
NX | Ningxia Zhongwei Shapotou Hengji Weiye solar farm Phase 2 | solar_photovoltaic | 2498 | 4 | 0 | 1 | 0 | 0 | 0 | 0 | 0 | 0 | 0 | 0 | 0 | 1 | 1 | 0 | 30 | 1 | 30 | 0 | 0 | 0 | 0 | 0 |  | 0 | 1 | 1 | 1 | 1 | 0 | 0
NX | Ningxia Zhongwei Shapotou Huaneng solar farm | solar_photovoltaic | 2499 | 4 | 0 | 1 | 0 | 0 | 0 | 0 | 0 | 0 | 0 | 0 | 0 | 1 | 1 | 0 | 40 | 1 | 40 | 0 | 0 | 0 | 0 | 0 |  | 0 | 1 | 1 | 1 | 1 | 0 | 0
NX | Ningxia Zhongwei Shapotou Jingneng solar farm | solar_photovoltaic | 2500 | 4 | 0 | 1 | 0 | 0 | 0 | 0 | 0 | 0 | 0 | 0 | 0 | 1 | 1 | 0 | 20 | 1 | 20 | 0 | 0 | 0 | 0 | 0 |  | 0 | 1 | 1 | 1 | 1 | 0 | 0
NX | Ningxia Zhongwei Shapotou Jinli Agricultural solar farm | solar_photovoltaic | 2501 | 4 | 0 | 1 | 0 | 0 | 0 | 0 | 0 | 0 | 0 | 0 | 0 | 1 | 1 | 0 | 50 | 1 | 50 | 0 | 0 | 0 | 0 | 0 |  | 0 | 1 | 1 | 1 | 1 | 0 | 0
NX | Ningxia Zhongwei Shapotou Jinxin Agricultural solar farm | solar_photovoltaic | 2502 | 4 | 0 | 1 | 0 | 0 | 0 | 0 | 0 | 0 | 0 | 0 | 0 | 1 | 1 | 0 | 50 | 1 | 50 | 0 | 0 | 0 | 0 | 0 |  | 0 | 1 | 1 | 1 | 1 | 0 | 0
NX | Ningxia Zhongwei Shapotou Shengyang Grid-Connected solar farm | solar_photovoltaic | 2503 | 4 | 0 | 1 | 0 | 0 | 0 | 0 | 0 | 0 | 0 | 0 | 0 | 1 | 1 | 0 | 30 | 1 | 30 | 0 | 0 | 0 | 0 | 0 |  | 0 | 1 | 1 | 1 | 1 | 0 | 0
NX | Ningxia Zhongwei Shapotou Taike solar farm Phase 2 | solar_photovoltaic | 2504 | 4 | 0 | 1 | 0 | 0 | 0 | 0 | 0 | 0 | 0 | 0 | 0 | 1 | 1 | 0 | 20 | 1 | 20 | 0 | 0 | 0 | 0 | 0 |  | 0 | 1 | 1 | 1 | 1 | 0 | 0
NX | Ningxia Zhongwei Shapotou Zhenfa (Jinyang New Energy) solar farm | solar_photovoltaic | 2505 | 4 | 0 | 1 | 0 | 0 | 0 | 0 | 0 | 0 | 0 | 0 | 0 | 1 | 1 | 0 | 30 | 1 | 30 | 0 | 0 | 0 | 0 | 0 |  | 0 | 1 | 1 | 1 | 1 | 0 | 0
NX | Ningxia Zhongwei Shapotou Zhenfa (Zhongwei Zhenfa) solar farm Phase 1 | solar_photovoltaic | 2506 | 4 | 0 | 1 | 0 | 0 | 0 | 0 | 0 | 0 | 0 | 0 | 0 | 1 | 1 | 0 | 20 | 1 | 20 | 0 | 0 | 0 | 0 | 0 |  | 0 | 1 | 1 | 1 | 1 | 0 | 0
NX | Ningxia Zhongwei Shapotou Zhenfa (Zhongwei Zhenfa) solar farm Phase 2 | solar_photovoltaic | 2507 | 4 | 0 | 1 | 0 | 0 | 0 | 0 | 0 | 0 | 0 | 0 | 0 | 1 | 1 | 0 | 30 | 1 | 30 | 0 | 0 | 0 | 0 | 0 |  | 0 | 1 | 1 | 1 | 1 | 0 | 0
NX | Ningxia Zhongwei Shapotou Zhenyang solar farm | solar_photovoltaic | 2508 | 4 | 0 | 1 | 0 | 0 | 0 | 0 | 0 | 0 | 0 | 0 | 0 | 1 | 1 | 0 | 100 | 1 | 100 | 0 | 0 | 0 | 0 | 0 |  | 0 | 1 | 1 | 1 | 1 | 0 | 0
NX | Ningxia Zhongwei Shapotou Zhongye Meiliyun solar farm | solar_photovoltaic | 2509 | 4 | 0 | 1 | 0 | 0 | 0 | 0 | 0 | 0 | 0 | 0 | 0 | 1 | 1 | 0 | 50 | 1 | 50 | 0 | 0 | 0 | 0 | 0 |  | 0 | 1 | 1 | 1 | 1 | 0 | 0
NX | Ningxia Zhongwei Sikouzi Ningdian solar farm | solar_photovoltaic | 2510 | 4 | 0 | 1 | 0 | 0 | 0 | 0 | 0 | 0 | 0 | 0 | 0 | 1 | 1 | 0 | 20 | 1 | 20 | 0 | 0 | 0 | 0 | 0 |  | 0 | 1 | 1 | 1 | 1 | 0 | 0
NX | Ningxia Zhongwei Tianyun Cloud Base solar farm | solar_photovoltaic | 2511 | 4 | 0 | 1 | 0 | 0 | 0 | 0 | 0 | 0 | 0 | 0 | 0 | 1 | 1 | 0 | 130 | 1 | 130 | 0 | 0 | 0 | 0 | 0 |  | 0 | 1 | 1 | 1 | 1 | 0 | 0
NX | Ningxia Zhongwei Weigang Ground solar farm | solar_photovoltaic | 2512 | 4 | 0 | 1 | 0 | 0 | 0 | 0 | 0 | 0 | 0 | 0 | 0 | 1 | 1 | 0 | 200 | 1 | 200 | 0 | 0 | 0 | 0 | 0 |  | 0 | 1 | 1 | 1 | 1 | 0 | 0
NX | Ningxia Zhongwei Yingshuiqiao Qingyang solar farm | solar_photovoltaic | 2513 | 4 | 0 | 1 | 0 | 0 | 0 | 0 | 0 | 0 | 0 | 0 | 0 | 1 | 1 | 0 | 100 | 1 | 100 | 0 | 0 | 0 | 0 | 0 |  | 0 | 1 | 1 | 1 | 1 | 0 | 0
NX | Ningxia Zhongwei Yingshuiqiao Renewables Complex solar farm Phase 1 | solar_photovoltaic | 2514 | 4 | 0 | 1 | 0 | 0 | 0 | 0 | 0 | 0 | 0 | 0 | 0 | 1 | 1 | 0 | 263 | 1 | 263 | 0 | 0 | 0 | 0 | 0 |  | 0 | 1 | 1 | 1 | 1 | 0 | 0
NX | Ningxia Zhongwei Yinyang Agricultural solar farm | solar_photovoltaic | 2515 | 4 | 0 | 1 | 0 | 0 | 0 | 0 | 0 | 0 | 0 | 0 | 0 | 1 | 1 | 0 | 50 | 1 | 50 | 0 | 0 | 0 | 0 | 0 |  | 0 | 1 | 1 | 1 | 1 | 0 | 0
NX | Ningxia Zhongwei Yinyang solar farm | solar_photovoltaic | 2516 | 4 | 0 | 1 | 0 | 0 | 0 | 0 | 0 | 0 | 0 | 0 | 0 | 1 | 1 | 0 | 100 | 1 | 100 | 0 | 0 | 0 | 0 | 0 |  | 0 | 1 | 1 | 1 | 1 | 0 | 0
NX | Ningxia Zhongwei Yuantu Agricultural solar farm | solar_photovoltaic | 2517 | 4 | 0 | 1 | 0 | 0 | 0 | 0 | 0 | 0 | 0 | 0 | 0 | 1 | 1 | 0 | 50 | 1 | 50 | 0 | 0 | 0 | 0 | 0 |  | 0 | 1 | 1 | 1 | 1 | 0 | 0
NX | Ningxia Zhongwei Zhongning Jingneng solar farm Phase 2 | solar_photovoltaic | 2518 | 4 | 0 | 1 | 0 | 0 | 0 | 0 | 0 | 0 | 0 | 0 | 0 | 1 | 1 | 0 | 50 | 1 | 50 | 0 | 0 | 0 | 0 | 0 |  | 0 | 1 | 1 | 1 | 1 | 0 | 0
NX | Ningxia Zhongwei Zhongning Yinxin solar farm | solar_photovoltaic | 2519 | 4 | 0 | 1 | 0 | 0 | 0 | 0 | 0 | 0 | 0 | 0 | 0 | 1 | 1 | 0 | 20 | 1 | 20 | 0 | 0 | 0 | 0 | 0 |  | 0 | 1 | 1 | 1 | 1 | 0 | 0
NX | Pingluo solar project | solar_photovoltaic | 2520 | 4 | 0 | 1 | 0 | 0 | 0 | 0 | 0 | 0 | 0 | 0 | 0 | 1 | 1 | 0 | 10 | 1 | 10 | 0 | 0 | 0 | 0 | 0 |  | 0 | 1 | 1 | 1 | 1 | 0 | 0
NX | Qingtongxia Jinggou solar project | solar_photovoltaic | 2521 | 4 | 0 | 1 | 0 | 0 | 0 | 0 | 0 | 0 | 0 | 0 | 0 | 1 | 1 | 0 | 10 | 1 | 10 | 0 | 0 | 0 | 0 | 0 |  | 0 | 1 | 1 | 1 | 1 | 0 | 0
NX | SDIC Huajing Shizuishan solar project | solar_photovoltaic | 2522 | 4 | 0 | 1 | 0 | 0 | 0 | 0 | 0 | 0 | 0 | 0 | 0 | 1 | 1 | 0 | 10 | 1 | 10 | 0 | 0 | 0 | 0 | 0 |  | 0 | 1 | 1 | 1 | 1 | 0 | 0
NX | Shagoumen A solar project | solar_photovoltaic | 2523 | 4 | 0 | 1 | 0 | 0 | 0 | 0 | 0 | 0 | 0 | 0 | 0 | 1 | 1 | 0 | 10 | 1 | 10 | 0 | 0 | 0 | 0 | 0 |  | 0 | 1 | 1 | 1 | 1 | 0 | 0
NX | Shanghai Aerospace and Electrical Hongsibao Dahe Township solar project | solar_photovoltaic | 2524 | 4 | 0 | 1 | 0 | 0 | 0 | 0 | 0 | 0 | 0 | 0 | 0 | 1 | 1 | 0 | 10 | 1 | 10 | 0 | 0 | 0 | 0 | 0 |  | 0 | 1 | 1 | 1 | 1 | 0 | 0
NX | Shenhua Yanchi Jinfeng solar project | solar_photovoltaic | 2525 | 4 | 0 | 1 | 0 | 0 | 0 | 0 | 0 | 0 | 0 | 0 | 0 | 1 | 1 | 0 | 4.5 | 1 | 4.5 | 0 | 0 | 0 | 0 | 0 |  | 0 | 1 | 1 | 1 | 1 | 0 | 0
NX | Shenhua Yanchi Jinjiaqu solar project | solar_photovoltaic | 2526 | 4 | 0 | 1 | 0 | 0 | 0 | 0 | 0 | 0 | 0 | 0 | 0 | 1 | 1 | 0 | 3.5 | 1 | 3.5 | 0 | 0 | 0 | 0 | 0 |  | 0 | 1 | 1 | 1 | 1 | 0 | 0
NX | Sinohydro Group Lingwu solar project | solar_photovoltaic | 2527 | 4 | 0 | 1 | 0 | 0 | 0 | 0 | 0 | 0 | 0 | 0 | 0 | 1 | 1 | 0 | 10 | 1 | 10 | 0 | 0 | 0 | 0 | 0 |  | 0 | 1 | 1 | 1 | 1 | 0 | 0
NX | TeSP W solar project | solar_photovoltaic | 2528 | 4 | 0 | 1 | 0 | 0 | 0 | 0 | 0 | 0 | 0 | 0 | 0 | 1 | 1 | 0 | 5 | 1 | 5 | 0 | 0 | 0 | 0 | 0 |  | 0 | 1 | 1 | 1 | 1 | 0 | 0
NX | Touying solar project | solar_photovoltaic | 2529 | 4 | 0 | 1 | 0 | 0 | 0 | 0 | 0 | 0 | 0 | 0 | 0 | 1 | 1 | 0 | 10.3 | 1 | 10.3 | 0 | 0 | 0 | 0 | 0 |  | 0 | 1 | 1 | 1 | 1 | 0 | 0
NX | Yanchi County Everbright solar project | solar_photovoltaic | 2530 | 4 | 0 | 1 | 0 | 0 | 0 | 0 | 0 | 0 | 0 | 0 | 0 | 1 | 1 | 0 | 15 | 1 | 15 | 0 | 0 | 0 | 0 | 0 |  | 0 | 1 | 1 | 1 | 1 | 0 | 0
NX | Yinchuan International Trade City and Baofeng Group Office Building solar project | solar_photovoltaic | 2531 | 4 | 0 | 1 | 0 | 0 | 0 | 0 | 0 | 0 | 0 | 0 | 0 | 1 | 1 | 0 | 3.9 | 1 | 3.9 | 0 | 0 | 0 | 0 | 0 |  | 0 | 1 | 1 | 1 | 1 | 0 | 0
NX | Yongning District poverty alleviation solar project | solar_photovoltaic | 2532 | 4 | 0 | 1 | 0 | 0 | 0 | 0 | 0 | 0 | 0 | 0 | 0 | 1 | 1 | 0 | 2 | 1 | 2 | 0 | 0 | 0 | 0 | 0 |  | 0 | 1 | 1 | 1 | 1 | 0 | 0
NX | Zhangjiamiao Zi A solar project | solar_photovoltaic | 2533 | 4 | 0 | 1 | 0 | 0 | 0 | 0 | 0 | 0 | 0 | 0 | 0 | 1 | 1 | 0 | 5 | 1 | 5 | 0 | 0 | 0 | 0 | 0 |  | 0 | 1 | 1 | 1 | 1 | 0 | 0
NX | Zhongwei Logistics Park solar project | solar_photovoltaic | 2534 | 4 | 0 | 1 | 0 | 0 | 0 | 0 | 0 | 0 | 0 | 0 | 0 | 1 | 1 | 0 | 2.5 | 1 | 2.5 | 0 | 0 | 0 | 0 | 0 |  | 0 | 1 | 1 | 1 | 1 | 0 | 0
NX | Zhongwei Shengjin New Energy solar project | solar_photovoltaic | 2535 | 4 | 0 | 1 | 0 | 0 | 0 | 0 | 0 | 0 | 0 | 0 | 0 | 1 | 1 | 0 | 6 | 1 | 6 | 0 | 0 | 0 | 0 | 0 |  | 0 | 1 | 1 | 1 | 1 | 0 | 0
NX | Ningxia Guyuan Sanying wind farm Phase 1 | onshore_wind_turbine | 2536 | 4 | 0 | 0 | 0 | 0 | 0 | 1 | 0 | 0 | 0 | 0 | 0 | 1 | 1 | 0 | 50 | 1 | 50 | 0 | 0 | 0 | 0 | 0 |  | 0 | 1 | 1 | 1 | 1 | 0 | 0
NX | Ningxia Guyuan Sanying wind farm Phase 2 | onshore_wind_turbine | 2537 | 4 | 0 | 0 | 0 | 0 | 0 | 1 | 0 | 0 | 0 | 0 | 0 | 1 | 1 | 0 | 50 | 1 | 50 | 0 | 0 | 0 | 0 | 0 |  | 0 | 1 | 1 | 1 | 1 | 0 | 0
NX | Ningxia Guyuan Zhaike wind farm Phase 3 | onshore_wind_turbine | 2538 | 4 | 0 | 0 | 0 | 0 | 0 | 1 | 0 | 0 | 0 | 0 | 0 | 1 | 1 | 0 | 96 | 1 | 96 | 0 | 0 | 0 | 0 | 0 |  | 0 | 1 | 1 | 1 | 1 | 0 | 0
NX | Ningxia Haiyuan Beishanliang wind farm | onshore_wind_turbine | 2539 | 4 | 0 | 0 | 0 | 0 | 0 | 1 | 0 | 0 | 0 | 0 | 0 | 1 | 1 | 0 | 80 | 1 | 80 | 0 | 0 | 0 | 0 | 0 |  | 0 | 1 | 1 | 1 | 1 | 0 | 0
NX | Ningxia Haiyuan Caowa wind farm 1 Songjiayao | onshore_wind_turbine | 2540 | 4 | 0 | 0 | 0 | 0 | 0 | 1 | 0 | 0 | 0 | 0 | 0 | 1 | 1 | 0 | 50 | 1 | 50 | 0 | 0 | 0 | 0 | 0 |  | 0 | 1 | 1 | 1 | 1 | 0 | 0
NX | Ningxia Haiyuan Caowa wind farm 1 Tuoliepu | onshore_wind_turbine | 2541 | 4 | 0 | 0 | 0 | 0 | 0 | 1 | 0 | 0 | 0 | 0 | 0 | 1 | 1 | 0 | 50 | 1 | 50 | 0 | 0 | 0 | 0 | 0 |  | 0 | 1 | 1 | 1 | 1 | 0 | 0
NX | Ningxia Haiyuan Caowa wind farm 2 Jiajiashan | onshore_wind_turbine | 2542 | 4 | 0 | 0 | 0 | 0 | 0 | 1 | 0 | 0 | 0 | 0 | 0 | 1 | 1 | 0 | 50 | 1 | 50 | 0 | 0 | 0 | 0 | 0 |  | 0 | 1 | 1 | 1 | 1 | 0 | 0
NX | Ningxia Haiyuan Caowa wind farm 3 Beishanwa | onshore_wind_turbine | 2543 | 4 | 0 | 0 | 0 | 0 | 0 | 1 | 0 | 0 | 0 | 0 | 0 | 1 | 1 | 0 | 50 | 1 | 50 | 0 | 0 | 0 | 0 | 0 |  | 0 | 1 | 1 | 1 | 1 | 0 | 0
NX | Ningxia Haiyuan Caowa wind farm 3 Langshuigou | onshore_wind_turbine | 2544 | 4 | 0 | 0 | 0 | 0 | 0 | 1 | 0 | 0 | 0 | 0 | 0 | 1 | 1 | 0 | 50 | 1 | 50 | 0 | 0 | 0 | 0 | 0 |  | 0 | 1 | 1 | 1 | 1 | 0 | 0
NX | Ningxia Haiyuan Caowa wind farm 3 Lijiawa | onshore_wind_turbine | 2545 | 4 | 0 | 0 | 0 | 0 | 0 | 1 | 0 | 0 | 0 | 0 | 0 | 1 | 1 | 0 | 50 | 1 | 50 | 0 | 0 | 0 | 0 | 0 |  | 0 | 1 | 1 | 1 | 1 | 0 | 0
NX | Ningxia Haiyuan Caowa wind farm Phase 4 | onshore_wind_turbine | 2546 | 4 | 0 | 0 | 0 | 0 | 0 | 1 | 0 | 0 | 0 | 0 | 0 | 1 | 1 | 0 | 50 | 1 | 50 | 0 | 0 | 0 | 0 | 0 |  | 0 | 1 | 1 | 1 | 1 | 0 | 0
NX | Ningxia Haiyuan Caowa wind farm Phase 5 | onshore_wind_turbine | 2547 | 4 | 0 | 0 | 0 | 0 | 0 | 1 | 0 | 0 | 0 | 0 | 0 | 1 | 1 | 0 | 50 | 1 | 50 | 0 | 0 | 0 | 0 | 0 |  | 0 | 1 | 1 | 1 | 1 | 0 | 0
NX | Ningxia Haiyuan Guaguashan wind farm | onshore_wind_turbine | 2548 | 4 | 0 | 0 | 0 | 0 | 0 | 1 | 0 | 0 | 0 | 0 | 0 | 1 | 1 | 0 | 200 | 1 | 200 | 0 | 0 | 0 | 0 | 0 |  | 0 | 1 | 1 | 1 | 1 | 0 | 0
NX | Ningxia Haiyuan Jianjianshan wind farm | onshore_wind_turbine | 2549 | 4 | 0 | 0 | 0 | 0 | 0 | 1 | 0 | 0 | 0 | 0 | 0 | 1 | 1 | 0 | 120 | 1 | 120 | 0 | 0 | 0 | 0 | 0 |  | 0 | 1 | 1 | 1 | 1 | 0 | 0
NX | Ningxia Haiyuan Lijunbao wind farm Phase 1 | onshore_wind_turbine | 2550 | 4 | 0 | 0 | 0 | 0 | 0 | 1 | 0 | 0 | 0 | 0 | 0 | 1 | 1 | 0 | 100 | 1 | 100 | 0 | 0 | 0 | 0 | 0 |  | 0 | 1 | 1 | 1 | 1 | 0 | 0
NX | Ningxia Haiyuan Lijunbao wind farm Phase 2 | onshore_wind_turbine | 2551 | 4 | 0 | 0 | 0 | 0 | 0 | 1 | 0 | 0 | 0 | 0 | 0 | 1 | 1 | 0 | 60 | 1 | 60 | 0 | 0 | 0 | 0 | 0 |  | 0 | 1 | 1 | 1 | 1 | 0 | 0
NX | Ningxia Haiyuan Nanhuashan wind farm Phase 1 | onshore_wind_turbine | 2552 | 4 | 0 | 0 | 0 | 0 | 0 | 1 | 0 | 0 | 0 | 0 | 0 | 1 | 1 | 0 | 50 | 1 | 50 | 0 | 0 | 0 | 0 | 0 |  | 0 | 1 | 1 | 1 | 1 | 0 | 0
NX | Ningxia Haiyuan Nanhuashan wind farm Phase 2 | onshore_wind_turbine | 2553 | 4 | 0 | 0 | 0 | 0 | 0 | 1 | 0 | 0 | 0 | 0 | 0 | 1 | 1 | 0 | 50 | 1 | 50 | 0 | 0 | 0 | 0 | 0 |  | 0 | 1 | 1 | 1 | 1 | 0 | 0
NX | Ningxia Haiyuan Nanhuashan wind farm Phase 3 | onshore_wind_turbine | 2554 | 4 | 0 | 0 | 0 | 0 | 0 | 1 | 0 | 0 | 0 | 0 | 0 | 1 | 1 | 0 | 50 | 1 | 50 | 0 | 0 | 0 | 0 | 0 |  | 0 | 1 | 1 | 1 | 1 | 0 | 0
NX | Ningxia Haiyuan Nanhuashan wind farm Phase 4 | onshore_wind_turbine | 2555 | 4 | 0 | 0 | 0 | 0 | 0 | 1 | 0 | 0 | 0 | 0 | 0 | 1 | 1 | 0 | 50 | 1 | 50 | 0 | 0 | 0 | 0 | 0 |  | 0 | 1 | 1 | 1 | 1 | 0 | 0
NX | Ningxia Haiyuan Wuyuan wind farm Phase 1 | onshore_wind_turbine | 2556 | 4 | 0 | 0 | 0 | 0 | 0 | 1 | 0 | 0 | 0 | 0 | 0 | 1 | 1 | 0 | 50 | 1 | 50 | 0 | 0 | 0 | 0 | 0 |  | 0 | 1 | 1 | 1 | 1 | 0 | 0
NX | Ningxia Haiyuan Wuyuan wind farm Phase 2 | onshore_wind_turbine | 2557 | 4 | 0 | 0 | 0 | 0 | 0 | 1 | 0 | 0 | 0 | 0 | 0 | 1 | 1 | 0 | 50 | 1 | 50 | 0 | 0 | 0 | 0 | 0 |  | 0 | 1 | 1 | 1 | 1 | 0 | 0
NX | Ningxia Haiyuan Xihuashan wind farm | onshore_wind_turbine | 2558 | 4 | 0 | 0 | 0 | 0 | 0 | 1 | 0 | 0 | 0 | 0 | 0 | 1 | 1 | 0 | 300 | 1 | 300 | 0 | 0 | 0 | 0 | 0 |  | 0 | 1 | 1 | 1 | 1 | 0 | 0
NX | Ningxia Helanshan (Yinxing) wind farm RP | onshore_wind_turbine | 2559 | 4 | 0 | 0 | 0 | 0 | 0 | 1 | 0 | 0 | 0 | 0 | 0 | 1 | 1 | 0 | 91.8 | 1 | 91.8 | 0 | 0 | 0 | 0 | 0 |  | 0 | 1 | 1 | 1 | 1 | 0 | 0
NX | Ningxia Hongsibao Shibanquan wind farm Phase 1 | onshore_wind_turbine | 2560 | 4 | 0 | 0 | 0 | 0 | 0 | 1 | 0 | 0 | 0 | 0 | 0 | 1 | 1 | 0 | 50 | 1 | 50 | 0 | 0 | 0 | 0 | 0 |  | 0 | 1 | 1 | 1 | 1 | 0 | 0
NX | Ningxia Hongsibu (Datang) wind farm Phase 1 | onshore_wind_turbine | 2561 | 4 | 0 | 0 | 0 | 0 | 0 | 1 | 0 | 0 | 0 | 0 | 0 | 1 | 1 | 0 | 100 | 1 | 100 | 0 | 0 | 0 | 0 | 0 |  | 0 | 1 | 1 | 1 | 1 | 0 | 0
NX | Ningxia Hongsibu (Datang) wind farm Phase 2 | onshore_wind_turbine | 2562 | 4 | 0 | 0 | 0 | 0 | 0 | 1 | 0 | 0 | 0 | 0 | 0 | 1 | 1 | 0 | 100 | 1 | 100 | 0 | 0 | 0 | 0 | 0 |  | 0 | 1 | 1 | 1 | 1 | 0 | 0
NX | Ningxia Hongsibu Dahe wind farm | onshore_wind_turbine | 2563 | 4 | 0 | 0 | 0 | 0 | 0 | 1 | 0 | 0 | 0 | 0 | 0 | 1 | 1 | 0 | 102 | 1 | 102 | 0 | 0 | 0 | 0 | 0 |  | 0 | 1 | 1 | 1 | 1 | 0 | 0
NX | Ningxia Hongsibu Xinzhuangji wind farm Phase 1 | onshore_wind_turbine | 2564 | 4 | 0 | 0 | 0 | 0 | 0 | 1 | 0 | 0 | 0 | 0 | 0 | 1 | 1 | 0 | 150 | 1 | 150 | 0 | 0 | 0 | 0 | 0 |  | 0 | 1 | 1 | 1 | 1 | 0 | 0
NX | Ningxia Hongsibu Xinzhuangji wind farm Phase 2 | onshore_wind_turbine | 2565 | 4 | 0 | 0 | 0 | 0 | 0 | 1 | 0 | 0 | 0 | 0 | 0 | 1 | 1 | 0 | 150 | 1 | 150 | 0 | 0 | 0 | 0 | 0 |  | 0 | 1 | 1 | 1 | 1 | 0 | 0
NX | Ningxia Hongsibu Yunfeng No. 1 wind farm Phase 2 | onshore_wind_turbine | 2566 | 4 | 0 | 0 | 0 | 0 | 0 | 1 | 0 | 0 | 0 | 0 | 0 | 1 | 1 | 0 | 50 | 1 | 50 | 0 | 0 | 0 | 0 | 0 |  | 0 | 1 | 1 | 1 | 1 | 0 | 0
NX | Ningxia Hongsipu (Beijing Energy) wind farm Phase 1 | onshore_wind_turbine | 2567 | 4 | 0 | 0 | 0 | 0 | 0 | 1 | 0 | 0 | 0 | 0 | 0 | 1 | 1 | 0 | 50 | 1 | 50 | 0 | 0 | 0 | 0 | 0 |  | 0 | 1 | 1 | 1 | 1 | 0 | 0
NX | Ningxia Hongsipu (Beijing Energy) wind farm Phase 2 | onshore_wind_turbine | 2568 | 4 | 0 | 0 | 0 | 0 | 0 | 1 | 0 | 0 | 0 | 0 | 0 | 1 | 1 | 0 | 50 | 1 | 50 | 0 | 0 | 0 | 0 | 0 |  | 0 | 1 | 1 | 1 | 1 | 0 | 0
NX | Ningxia Hongsipu (Beijing Energy) wind farm Phase 3 | onshore_wind_turbine | 2569 | 4 | 0 | 0 | 0 | 0 | 0 | 1 | 0 | 0 | 0 | 0 | 0 | 1 | 1 | 0 | 50 | 1 | 50 | 0 | 0 | 0 | 0 | 0 |  | 0 | 1 | 1 | 1 | 1 | 0 | 0
NX | Ningxia Hongsipu (Beijing Energy) wind farm Phase 4 | onshore_wind_turbine | 2570 | 4 | 0 | 0 | 0 | 0 | 0 | 1 | 0 | 0 | 0 | 0 | 0 | 1 | 1 | 0 | 50 | 1 | 50 | 0 | 0 | 0 | 0 | 0 |  | 0 | 1 | 1 | 1 | 1 | 0 | 0
NX | Ningxia Hongsipu 50 MW (Three Gorges) wind farm | onshore_wind_turbine | 2571 | 4 | 0 | 0 | 0 | 0 | 0 | 1 | 0 | 0 | 0 | 0 | 0 | 1 | 1 | 0 | 50 | 1 | 50 | 0 | 0 | 0 | 0 | 0 |  | 0 | 1 | 1 | 1 | 1 | 0 | 0
NX | Ningxia Hongsipu Taiyangshan Yunfeng wind farm Phase 1 | onshore_wind_turbine | 2572 | 4 | 0 | 0 | 0 | 0 | 0 | 1 | 0 | 0 | 0 | 0 | 0 | 1 | 1 | 0 | 100 | 1 | 100 | 0 | 0 | 0 | 0 | 0 |  | 0 | 1 | 1 | 1 | 1 | 0 | 0
NX | Ningxia Huinong Luoshitan wind farm Phase 1 | onshore_wind_turbine | 2573 | 4 | 0 | 0 | 0 | 0 | 0 | 1 | 0 | 0 | 0 | 0 | 0 | 1 | 1 | 0 | 50 | 1 | 50 | 0 | 0 | 0 | 0 | 0 |  | 0 | 1 | 1 | 1 | 1 | 0 | 0
NX | Ningxia Lingwu Huasheng wind farm | onshore_wind_turbine | 2574 | 4 | 0 | 0 | 0 | 0 | 0 | 1 | 0 | 0 | 0 | 0 | 0 | 1 | 1 | 0 | 50 | 1 | 50 | 0 | 0 | 0 | 0 | 0 |  | 0 | 1 | 1 | 1 | 1 | 0 | 0
NX | Ningxia Lingwu Ningdong (Beijing Energy) wind farm Phase 1 | onshore_wind_turbine | 2575 | 4 | 0 | 0 | 0 | 0 | 0 | 1 | 0 | 0 | 0 | 0 | 0 | 1 | 1 | 0 | 50 | 1 | 50 | 0 | 0 | 0 | 0 | 0 |  | 0 | 1 | 1 | 1 | 1 | 0 | 0
NX | Ningxia Lingwu Ningdong (Beijing Energy) wind farm Phase 2 | onshore_wind_turbine | 2576 | 4 | 0 | 0 | 0 | 0 | 0 | 1 | 0 | 0 | 0 | 0 | 0 | 1 | 1 | 0 | 50 | 1 | 50 | 0 | 0 | 0 | 0 | 0 |  | 0 | 1 | 1 | 1 | 1 | 0 | 0
NX | Ningxia Lingwu Ningdong (Beijing Energy) wind farm Phase 3 | onshore_wind_turbine | 2577 | 4 | 0 | 0 | 0 | 0 | 0 | 1 | 0 | 0 | 0 | 0 | 0 | 1 | 1 | 0 | 50 | 1 | 50 | 0 | 0 | 0 | 0 | 0 |  | 0 | 1 | 1 | 1 | 1 | 0 | 0
NX | Ningxia Lingwu Ningdong (Beijing Energy) wind farm Phase 4 | onshore_wind_turbine | 2578 | 4 | 0 | 0 | 0 | 0 | 0 | 1 | 0 | 0 | 0 | 0 | 0 | 1 | 1 | 0 | 50 | 1 | 50 | 0 | 0 | 0 | 0 | 0 |  | 0 | 1 | 1 | 1 | 1 | 0 | 0
NX | Ningxia Lingwu Ningdong (Beijing Energy) wind farm Phase 5 | onshore_wind_turbine | 2579 | 4 | 0 | 0 | 0 | 0 | 0 | 1 | 0 | 0 | 0 | 0 | 0 | 1 | 1 | 0 | 50 | 1 | 50 | 0 | 0 | 0 | 0 | 0 |  | 0 | 1 | 1 | 1 | 1 | 0 | 0
NX | Ningxia Lingwu Ningdong (Datang) wind farm Phase 1 | onshore_wind_turbine | 2580 | 4 | 0 | 0 | 0 | 0 | 0 | 1 | 0 | 0 | 0 | 0 | 0 | 1 | 1 | 0 | 50 | 1 | 50 | 0 | 0 | 0 | 0 | 0 |  | 0 | 1 | 1 | 1 | 1 | 0 | 0
NX | Ningxia Lingwu Ningdong (Datang) wind farm Phase 2 | onshore_wind_turbine | 2581 | 4 | 0 | 0 | 0 | 0 | 0 | 1 | 0 | 0 | 0 | 0 | 0 | 1 | 1 | 0 | 50 | 1 | 50 | 0 | 0 | 0 | 0 | 0 |  | 0 | 1 | 1 | 1 | 1 | 0 | 0
NX | Ningxia Lingwu Ningdong (Huadian) wind farm 1-2RP | onshore_wind_turbine | 2582 | 4 | 0 | 0 | 0 | 0 | 0 | 1 | 0 | 0 | 0 | 0 | 0 | 1 | 1 | 0 | 202 | 1 | 202 | 0 | 0 | 0 | 0 | 0 |  | 0 | 1 | 1 | 1 | 1 | 0 | 0
NX | Ningxia Lingwu Ningdong (Huadian) wind farm 3RP | onshore_wind_turbine | 2583 | 4 | 0 | 0 | 0 | 0 | 0 | 1 | 0 | 0 | 0 | 0 | 0 | 1 | 1 | 0 | 95 | 1 | 95 | 0 | 0 | 0 | 0 | 0 |  | 0 | 1 | 1 | 1 | 1 | 0 | 0
NX | Ningxia Lingwu Ningdong (Huadian) wind farm 4RP | onshore_wind_turbine | 2584 | 4 | 0 | 0 | 0 | 0 | 0 | 1 | 0 | 0 | 0 | 0 | 0 | 1 | 1 | 0 | 95 | 1 | 95 | 0 | 0 | 0 | 0 | 0 |  | 0 | 1 | 1 | 1 | 1 | 0 | 0
NX | Ningxia Lingwu Ningdong (Huadian) wind farm Phase 5 | onshore_wind_turbine | 2585 | 4 | 0 | 0 | 0 | 0 | 0 | 1 | 0 | 0 | 0 | 0 | 0 | 1 | 1 | 0 | 50 | 1 | 50 | 0 | 0 | 0 | 0 | 0 |  | 0 | 1 | 1 | 1 | 1 | 0 | 0
NX | Ningxia Lingwu Ningdong (Huadian) wind farm Phase 6 | onshore_wind_turbine | 2586 | 4 | 0 | 0 | 0 | 0 | 0 | 1 | 0 | 0 | 0 | 0 | 0 | 1 | 1 | 0 | 50 | 1 | 50 | 0 | 0 | 0 | 0 | 0 |  | 0 | 1 | 1 | 1 | 1 | 0 | 0
NX | Ningxia Lingwu Ningdong (Huadian) wind farm Phase 7 | onshore_wind_turbine | 2587 | 4 | 0 | 0 | 0 | 0 | 0 | 1 | 0 | 0 | 0 | 0 | 0 | 1 | 1 | 0 | 50 | 1 | 50 | 0 | 0 | 0 | 0 | 0 |  | 0 | 1 | 1 | 1 | 1 | 0 | 0
NX | Ningxia Lingwu Ningdong (Huadian) wind farm Phase 8 | onshore_wind_turbine | 2588 | 4 | 0 | 0 | 0 | 0 | 0 | 1 | 0 | 0 | 0 | 0 | 0 | 1 | 1 | 0 | 50 | 1 | 50 | 0 | 0 | 0 | 0 | 0 |  | 0 | 1 | 1 | 1 | 1 | 0 | 0
NX | Ningxia Lingwu Ningdong (Longyuan) wind farm Phase 1 | onshore_wind_turbine | 2589 | 4 | 0 | 0 | 0 | 0 | 0 | 1 | 0 | 0 | 0 | 0 | 0 | 1 | 1 | 0 | 50 | 1 | 50 | 0 | 0 | 0 | 0 | 0 |  | 0 | 1 | 1 | 1 | 1 | 0 | 0
NX | Ningxia Lingwu Ningdong (Longyuan) wind farm Phase 2 | onshore_wind_turbine | 2590 | 4 | 0 | 0 | 0 | 0 | 0 | 1 | 0 | 0 | 0 | 0 | 0 | 1 | 1 | 0 | 50 | 1 | 50 | 0 | 0 | 0 | 0 | 0 |  | 0 | 1 | 1 | 1 | 1 | 0 | 0
NX | Ningxia Lingwu Ningdong Baitugang (Jingneng) wind farm | onshore_wind_turbine | 2591 | 4 | 0 | 0 | 0 | 0 | 0 | 1 | 0 | 0 | 0 | 0 | 0 | 1 | 1 | 0 | 50 | 1 | 50 | 0 | 0 | 0 | 0 | 0 |  | 0 | 1 | 1 | 1 | 1 | 0 | 0
NX | Ningxia Lingwu Ningdong Experimental wind farm | onshore_wind_turbine | 2592 | 4 | 0 | 0 | 0 | 0 | 0 | 1 | 0 | 0 | 0 | 0 | 0 | 1 | 1 | 0 | 50 | 1 | 50 | 0 | 0 | 0 | 0 | 0 |  | 0 | 1 | 1 | 1 | 1 | 0 | 0
NX | Ningxia Lingwu Ningdong wind farm | onshore_wind_turbine | 2593 | 4 | 0 | 0 | 0 | 0 | 0 | 1 | 0 | 0 | 0 | 0 | 0 | 1 | 1 | 0 | 50 | 1 | 50 | 0 | 0 | 0 | 0 | 0 |  | 0 | 1 | 1 | 1 | 1 | 0 | 0
NX | Ningxia Litong Distributed wind farm | onshore_wind_turbine | 2594 | 4 | 0 | 0 | 0 | 0 | 0 | 1 | 0 | 0 | 0 | 0 | 0 | 1 | 1 | 0 | 20 | 1 | 20 | 0 | 0 | 0 | 0 | 0 |  | 0 | 1 | 1 | 1 | 1 | 0 | 0
NX | Ningxia Litong Getanggou Distributed wind farm | onshore_wind_turbine | 2595 | 4 | 0 | 0 | 0 | 0 | 0 | 1 | 0 | 0 | 0 | 0 | 0 | 1 | 1 | 0 | 22.6 | 1 | 22.6 | 0 | 0 | 0 | 0 | 0 |  | 0 | 1 | 1 | 1 | 1 | 0 | 0
NX | Ningxia Litong Sunjiatan (China Nuclear) Distributed wind farm | onshore_wind_turbine | 2596 | 4 | 0 | 0 | 0 | 0 | 0 | 1 | 0 | 0 | 0 | 0 | 0 | 1 | 1 | 0 | 30 | 1 | 30 | 0 | 0 | 0 | 0 | 0 |  | 0 | 1 | 1 | 1 | 1 | 0 | 0
NX | Ningxia Litong Wujiagou Distributed wind farm | onshore_wind_turbine | 2597 | 4 | 0 | 0 | 0 | 0 | 0 | 1 | 0 | 0 | 0 | 0 | 0 | 1 | 1 | 0 | 19.5 | 1 | 19.5 | 0 | 0 | 0 | 0 | 0 |  | 0 | 1 | 1 | 1 | 1 | 0 | 0
NX | Ningxia Litong Xiaolingzi Distributed wind farm | onshore_wind_turbine | 2598 | 4 | 0 | 0 | 0 | 0 | 0 | 1 | 0 | 0 | 0 | 0 | 0 | 1 | 1 | 0 | 16.7 | 1 | 16.7 | 0 | 0 | 0 | 0 | 0 |  | 0 | 1 | 1 | 1 | 1 | 0 | 0
NX | Ningxia Ningdong Distributed wind farm | onshore_wind_turbine | 2599 | 4 | 0 | 0 | 0 | 0 | 0 | 1 | 0 | 0 | 0 | 0 | 0 | 1 | 1 | 0 | 28 | 1 | 28 | 0 | 0 | 0 | 0 | 0 |  | 0 | 1 | 1 | 1 | 1 | 0 | 0
NX | Ningxia Pengyang "Green Energy Park" wind farm | onshore_wind_turbine | 2600 | 4 | 0 | 0 | 0 | 0 | 0 | 1 | 0 | 0 | 0 | 0 | 0 | 1 | 1 | 0 | 20 | 1 | 20 | 0 | 0 | 0 | 0 | 0 |  | 0 | 1 | 1 | 1 | 1 | 0 | 0
NX | Ningxia Pingluo Wuduizi wind farm | onshore_wind_turbine | 2601 | 4 | 0 | 0 | 0 | 0 | 0 | 1 | 0 | 0 | 0 | 0 | 0 | 1 | 1 | 0 | 50 | 1 | 50 | 0 | 0 | 0 | 0 | 0 |  | 0 | 1 | 1 | 1 | 1 | 0 | 0
NX | Ningxia Qingtongxia Daba Distributed wind farm | onshore_wind_turbine | 2602 | 4 | 0 | 0 | 0 | 0 | 0 | 1 | 0 | 0 | 0 | 0 | 0 | 1 | 1 | 0 | 20 | 1 | 20 | 0 | 0 | 0 | 0 | 0 |  | 0 | 1 | 1 | 1 | 1 | 0 | 0
NX | Ningxia Qingtongxia Helanshan Number 1 (Tianjing Shenzhou) wind farm 1-2 | onshore_wind_turbine | 2603 | 4 | 0 | 0 | 0 | 0 | 0 | 1 | 0 | 0 | 0 | 0 | 0 | 1 | 1 | 0 | 31 | 1 | 31 | 0 | 0 | 0 | 0 | 0 |  | 0 | 1 | 1 | 1 | 1 | 0 | 0
NX | Ningxia Qingtongxia Helanshan Number 4 Hongchazi wind farm 1, 2, 3 RP | onshore_wind_turbine | 2604 | 4 | 0 | 0 | 0 | 0 | 0 | 1 | 0 | 0 | 0 | 0 | 0 | 1 | 1 | 0 | 30 | 1 | 30 | 0 | 0 | 0 | 0 | 0 |  | 0 | 1 | 1 | 1 | 1 | 0 | 0
NX | Ningxia Qingtongxia Helanshan Number 4 Hongchazi wind farm Phase 3 | onshore_wind_turbine | 2605 | 4 | 0 | 0 | 0 | 0 | 0 | 1 | 0 | 0 | 0 | 0 | 0 | 1 | 1 | 0 | 10 | 1 | 10 | 0 | 0 | 0 | 0 | 0 |  | 0 | 1 | 1 | 1 | 1 | 0 | 0
NX | Ningxia Qingtongxia Helanshan Number 4 wind farm Shidunzi, Hongchazi, Xiaoliumu RP | onshore_wind_turbine | 2606 | 4 | 0 | 0 | 0 | 0 | 0 | 1 | 0 | 0 | 0 | 0 | 0 | 1 | 1 | 0 | 80 | 1 | 80 | 0 | 0 | 0 | 0 | 0 |  | 0 | 1 | 1 | 1 | 1 | 0 | 0
NX | Ningxia Qingtongxia Helanshan wind farm 1,2,3,4 | onshore_wind_turbine | 2607 | 4 | 0 | 0 | 0 | 0 | 0 | 1 | 0 | 0 | 0 | 0 | 0 | 1 | 1 | 0 | 112 | 1 | 112 | 0 | 0 | 0 | 0 | 0 |  | 0 | 1 | 1 | 1 | 1 | 0 | 0
NX | Ningxia Qingtongxia Helanshan wind farm Phase 5 | onshore_wind_turbine | 2608 | 4 | 0 | 0 | 0 | 0 | 0 | 1 | 0 | 0 | 0 | 0 | 0 | 1 | 1 | 0 | 40 | 1 | 40 | 0 | 0 | 0 | 0 | 0 |  | 0 | 1 | 1 | 1 | 1 | 0 | 0
NX | Ningxia Qingtongxia Helanshan wind farm Phase 6 | onshore_wind_turbine | 2609 | 4 | 0 | 0 | 0 | 0 | 0 | 1 | 0 | 0 | 0 | 0 | 0 | 1 | 1 | 0 | 50 | 1 | 50 | 0 | 0 | 0 | 0 | 0 |  | 0 | 1 | 1 | 1 | 1 | 0 | 0
NX | Ningxia Qingtongxia Niushoushan (Guodian) wind farm Phase 1 | onshore_wind_turbine | 2610 | 4 | 0 | 0 | 0 | 0 | 0 | 1 | 0 | 0 | 0 | 0 | 0 | 1 | 1 | 0 | 50 | 1 | 50 | 0 | 0 | 0 | 0 | 0 |  | 0 | 1 | 1 | 1 | 1 | 0 | 0
NX | Ningxia Qingtongxia Niushoushan (Guodian) wind farm Phase 2 | onshore_wind_turbine | 2611 | 4 | 0 | 0 | 0 | 0 | 0 | 1 | 0 | 0 | 0 | 0 | 0 | 1 | 1 | 0 | 50 | 1 | 50 | 0 | 0 | 0 | 0 | 0 |  | 0 | 1 | 1 | 1 | 1 | 0 | 0
NX | Ningxia Qingtongxia Niushoushan (Guodian) wind farm Phase 3 | onshore_wind_turbine | 2612 | 4 | 0 | 0 | 0 | 0 | 0 | 1 | 0 | 0 | 0 | 0 | 0 | 1 | 1 | 0 | 50 | 1 | 50 | 0 | 0 | 0 | 0 | 0 |  | 0 | 1 | 1 | 1 | 1 | 0 | 0
NX | Ningxia Qingtongxia Niushoushan (Ningxia Eletric Power Group) wind farm Phase 1 | onshore_wind_turbine | 2613 | 4 | 0 | 0 | 0 | 0 | 0 | 1 | 0 | 0 | 0 | 0 | 0 | 1 | 1 | 0 | 50 | 1 | 50 | 0 | 0 | 0 | 0 | 0 |  | 0 | 1 | 1 | 1 | 1 | 0 | 0
NX | Ningxia Qingtongxia Niushoushan (Ningxia Eletric Power Group) wind farm Phase 2 | onshore_wind_turbine | 2614 | 4 | 0 | 0 | 0 | 0 | 0 | 1 | 0 | 0 | 0 | 0 | 0 | 1 | 1 | 0 | 50 | 1 | 50 | 0 | 0 | 0 | 0 | 0 |  | 0 | 1 | 1 | 1 | 1 | 0 | 0
NX | Ningxia Qingtongxia Shashidunliang wind farm Phase 1 | onshore_wind_turbine | 2615 | 4 | 0 | 0 | 0 | 0 | 0 | 1 | 0 | 0 | 0 | 0 | 0 | 1 | 1 | 0 | 48 | 1 | 48 | 0 | 0 | 0 | 0 | 0 |  | 0 | 1 | 1 | 1 | 1 | 0 | 0
NX | Ningxia Qingtongxia Shashidunliang wind farm Expansion | onshore_wind_turbine | 2616 | 4 | 0 | 0 | 0 | 0 | 0 | 1 | 0 | 0 | 0 | 0 | 0 | 1 | 1 | 0 | 48 | 1 | 48 | 0 | 0 | 0 | 0 | 0 |  | 0 | 1 | 1 | 1 | 1 | 0 | 0
NX | Ningxia Qingtongxia Wulipo Wind Farm Tianjing Project Phase 1 | onshore_wind_turbine | 2617 | 4 | 0 | 0 | 0 | 0 | 0 | 1 | 0 | 0 | 0 | 0 | 0 | 1 | 1 | 0 | 50 | 1 | 50 | 0 | 0 | 0 | 0 | 0 |  | 0 | 1 | 1 | 1 | 1 | 0 | 0
NX | Ningxia Qingtongxia Wulipo Wind Farm Tianjing Project Phase 2 | onshore_wind_turbine | 2618 | 4 | 0 | 0 | 0 | 0 | 0 | 1 | 0 | 0 | 0 | 0 | 0 | 1 | 1 | 0 | 50 | 1 | 50 | 0 | 0 | 0 | 0 | 0 |  | 0 | 1 | 1 | 1 | 1 | 0 | 0
NX | Ningxia Shizuishan (Zhongrui) wind farm Phase 1 | onshore_wind_turbine | 2619 | 4 | 0 | 0 | 0 | 0 | 0 | 1 | 0 | 0 | 0 | 0 | 0 | 1 | 1 | 0 | 50 | 1 | 50 | 0 | 0 | 0 | 0 | 0 |  | 0 | 1 | 1 | 1 | 1 | 0 | 0
NX | Ningxia Taiyangshan (Datang) Distributed wind farm | onshore_wind_turbine | 2620 | 4 | 0 | 0 | 0 | 0 | 0 | 1 | 0 | 0 | 0 | 0 | 0 | 1 | 1 | 0 | 45 | 1 | 45 | 0 | 0 | 0 | 0 | 0 |  | 0 | 1 | 1 | 1 | 1 | 0 | 0
NX | Ningxia Taiyangshan (Datang) wind farm Phase 1 | onshore_wind_turbine | 2621 | 4 | 0 | 0 | 0 | 0 | 0 | 1 | 0 | 0 | 0 | 0 | 0 | 1 | 1 | 0 | 50 | 1 | 50 | 0 | 0 | 0 | 0 | 0 |  | 0 | 1 | 1 | 1 | 1 | 0 | 0
NX | Ningxia Taiyangshan (Datang) wind farm Phase 2 | onshore_wind_turbine | 2622 | 4 | 0 | 0 | 0 | 0 | 0 | 1 | 0 | 0 | 0 | 0 | 0 | 1 | 1 | 0 | 50 | 1 | 50 | 0 | 0 | 0 | 0 | 0 |  | 0 | 1 | 1 | 1 | 1 | 0 | 0
NX | Ningxia Taiyangshan (Datang) wind farm Phase 3 | onshore_wind_turbine | 2623 | 4 | 0 | 0 | 0 | 0 | 0 | 1 | 0 | 0 | 0 | 0 | 0 | 1 | 1 | 0 | 50 | 1 | 50 | 0 | 0 | 0 | 0 | 0 |  | 0 | 1 | 1 | 1 | 1 | 0 | 0
NX | Ningxia Taiyangshan (Jingneng) wind farm Phase 1 | onshore_wind_turbine | 2624 | 4 | 0 | 0 | 0 | 0 | 0 | 1 | 0 | 0 | 0 | 0 | 0 | 1 | 1 | 0 | 50 | 1 | 50 | 0 | 0 | 0 | 0 | 0 |  | 0 | 1 | 1 | 1 | 1 | 0 | 0
NX | Ningxia Taiyangshan (Jingneng) wind farm Phase 2 | onshore_wind_turbine | 2625 | 4 | 0 | 0 | 0 | 0 | 0 | 1 | 0 | 0 | 0 | 0 | 0 | 1 | 1 | 0 | 50 | 1 | 50 | 0 | 0 | 0 | 0 | 0 |  | 0 | 1 | 1 | 1 | 1 | 0 | 0
NX | Ningxia Taiyangshan (Jingneng) wind farm Phase 3 | onshore_wind_turbine | 2626 | 4 | 0 | 0 | 0 | 0 | 0 | 1 | 0 | 0 | 0 | 0 | 0 | 1 | 1 | 0 | 50 | 1 | 50 | 0 | 0 | 0 | 0 | 0 |  | 0 | 1 | 1 | 1 | 1 | 0 | 0
NX | Ningxia Taiyangshan (Ningxia Electric Power) wind farm 1RP | onshore_wind_turbine | 2627 | 4 | 0 | 0 | 0 | 0 | 0 | 1 | 0 | 0 | 0 | 0 | 0 | 1 | 1 | 0 | 45 | 1 | 45 | 0 | 0 | 0 | 0 | 0 |  | 0 | 1 | 1 | 1 | 1 | 0 | 0
NX | Ningxia Taiyangshan (Ningxia Electric Power) wind farm 2RP | onshore_wind_turbine | 2628 | 4 | 0 | 0 | 0 | 0 | 0 | 1 | 0 | 0 | 0 | 0 | 0 | 1 | 1 | 0 | 50 | 1 | 50 | 0 | 0 | 0 | 0 | 0 |  | 0 | 1 | 1 | 1 | 1 | 0 | 0
NX | Ningxia Taiyangshan (Ningxia Electric Power) wind farm Phase 3 | onshore_wind_turbine | 2629 | 4 | 0 | 0 | 0 | 0 | 0 | 1 | 0 | 0 | 0 | 0 | 0 | 1 | 1 | 0 | 50 | 1 | 50 | 0 | 0 | 0 | 0 | 0 |  | 0 | 1 | 1 | 1 | 1 | 0 | 0
NX | Ningxia Taiyangshan (Ningxia Electric Power) wind farm Phase 4 | onshore_wind_turbine | 2630 | 4 | 0 | 0 | 0 | 0 | 0 | 1 | 0 | 0 | 0 | 0 | 0 | 1 | 1 | 0 | 50 | 1 | 50 | 0 | 0 | 0 | 0 | 0 |  | 0 | 1 | 1 | 1 | 1 | 0 | 0
NX | Ningxia Taiyangshan (Ningxia Power Investment) wind farm Phase 1 | onshore_wind_turbine | 2631 | 4 | 0 | 0 | 0 | 0 | 0 | 1 | 0 | 0 | 0 | 0 | 0 | 1 | 1 | 0 | 50 | 1 | 50 | 0 | 0 | 0 | 0 | 0 |  | 0 | 1 | 1 | 1 | 1 | 0 | 0
NX | Ningxia Taiyangshan (Ningxia Power Investment) wind farm Phase 2 | onshore_wind_turbine | 2632 | 4 | 0 | 0 | 0 | 0 | 0 | 1 | 0 | 0 | 0 | 0 | 0 | 1 | 1 | 0 | 50 | 1 | 50 | 0 | 0 | 0 | 0 | 0 |  | 0 | 1 | 1 | 1 | 1 | 0 | 0
NX | Ningxia Taiyangshan (Ningxia Power Investment) wind farm 3,4 | onshore_wind_turbine | 2633 | 4 | 0 | 0 | 0 | 0 | 0 | 1 | 0 | 0 | 0 | 0 | 0 | 1 | 1 | 0 | 100 | 1 | 100 | 0 | 0 | 0 | 0 | 0 |  | 0 | 1 | 1 | 1 | 1 | 0 | 0
NX | Ningxia Taiyangshan (Ningxia Power Investment) wind farm 5,6 | onshore_wind_turbine | 2634 | 4 | 0 | 0 | 0 | 0 | 0 | 1 | 0 | 0 | 0 | 0 | 0 | 1 | 1 | 0 | 100 | 1 | 100 | 0 | 0 | 0 | 0 | 0 |  | 0 | 1 | 1 | 1 | 1 | 0 | 0
NX | Ningxia Taiyangshan (Shenpeng) wind farm Phase 1 | onshore_wind_turbine | 2635 | 4 | 0 | 0 | 0 | 0 | 0 | 1 | 0 | 0 | 0 | 0 | 0 | 1 | 1 | 0 | 50 | 1 | 50 | 0 | 0 | 0 | 0 | 0 |  | 0 | 1 | 1 | 1 | 1 | 0 | 0
NX | Ningxia Taiyangshan (Three Gorges) Distributed wind farm | onshore_wind_turbine | 2636 | 4 | 0 | 0 | 0 | 0 | 0 | 1 | 0 | 0 | 0 | 0 | 0 | 1 | 1 | 0 | 40 | 1 | 40 | 0 | 0 | 0 | 0 | 0 |  | 0 | 1 | 1 | 1 | 1 | 0 | 0
NX | Ningxia Taiyangshan (Three Gorges) wind farm Phase 1 | onshore_wind_turbine | 2637 | 4 | 0 | 0 | 0 | 0 | 0 | 1 | 0 | 0 | 0 | 0 | 0 | 1 | 1 | 0 | 50 | 1 | 50 | 0 | 0 | 0 | 0 | 0 |  | 0 | 1 | 1 | 1 | 1 | 0 | 0
NX | Ningxia Taiyangshan (Three Gorges) wind farm Phase 2 | onshore_wind_turbine | 2638 | 4 | 0 | 0 | 0 | 0 | 0 | 1 | 0 | 0 | 0 | 0 | 0 | 1 | 1 | 0 | 50 | 1 | 50 | 0 | 0 | 0 | 0 | 0 |  | 0 | 1 | 1 | 1 | 1 | 0 | 0
NX | Ningxia Taiyangshan (Yinxing Energy) wind farm | onshore_wind_turbine | 2639 | 4 | 0 | 0 | 0 | 0 | 0 | 1 | 0 | 0 | 0 | 0 | 0 | 1 | 1 | 0 | 50 | 1 | 50 | 0 | 0 | 0 | 0 | 0 |  | 0 | 1 | 1 | 1 | 1 | 0 | 0
NX | Ningxia Taiyangshan Miaoziliang wind farm | onshore_wind_turbine | 2640 | 4 | 0 | 0 | 0 | 0 | 0 | 1 | 0 | 0 | 0 | 0 | 0 | 1 | 1 | 0 | 50 | 1 | 50 | 0 | 0 | 0 | 0 | 0 |  | 0 | 1 | 1 | 1 | 1 | 0 | 0
NX | Ningxia Taiyangshan Wangjiahe Distributed wind farm | onshore_wind_turbine | 2641 | 4 | 0 | 0 | 0 | 0 | 0 | 1 | 0 | 0 | 0 | 0 | 0 | 1 | 1 | 0 | 20 | 1 | 20 | 0 | 0 | 0 | 0 | 0 |  | 0 | 1 | 1 | 1 | 1 | 0 | 0
NX | Ningxia Tenggeli Desert (China Energy) wind farm | onshore_wind_turbine | 2642 | 4 | 0 | 0 | 0 | 0 | 0 | 1 | 0 | 0 | 0 | 0 | 0 | 1 | 1 | 0 | 1800 | 1 | 1800 | 0 | 0 | 0 | 0 | 0 |  | 0 | 1 | 1 | 1 | 1 | 0 | 0
NX | Ningxia Tongxin (Longyuan) wind farm Phase 1 | onshore_wind_turbine | 2643 | 4 | 0 | 0 | 0 | 0 | 0 | 1 | 0 | 0 | 0 | 0 | 0 | 1 | 1 | 0 | 50 | 1 | 50 | 0 | 0 | 0 | 0 | 0 |  | 0 | 1 | 1 | 1 | 1 | 0 | 0
NX | Ningxia Tongxin (Ningxia Guobo) wind farm Phase 1 | onshore_wind_turbine | 2644 | 4 | 0 | 0 | 0 | 0 | 0 | 1 | 0 | 0 | 0 | 0 | 0 | 1 | 1 | 0 | 300 | 1 | 300 | 0 | 0 | 0 | 0 | 0 |  | 0 | 1 | 1 | 1 | 1 | 0 | 0
NX | Ningxia Tongxin (Ningxia Guobo) wind farm 2 (Area 1) | onshore_wind_turbine | 2645 | 4 | 0 | 0 | 0 | 0 | 0 | 1 | 0 | 0 | 0 | 0 | 0 | 1 | 1 | 0 | 150 | 1 | 150 | 0 | 0 | 0 | 0 | 0 |  | 0 | 1 | 1 | 1 | 1 | 0 | 0
NX | Ningxia Tongxin (Ningxia Guobo) wind farm 2 (Area 2) | onshore_wind_turbine | 2646 | 4 | 0 | 0 | 0 | 0 | 0 | 1 | 0 | 0 | 0 | 0 | 0 | 1 | 1 | 0 | 150 | 1 | 150 | 0 | 0 | 0 | 0 | 0 |  | 0 | 1 | 1 | 1 | 1 | 0 | 0
NX | Ningxia Tongxin (Three Gorges) wind farm | onshore_wind_turbine | 2647 | 4 | 0 | 0 | 0 | 0 | 0 | 1 | 0 | 0 | 0 | 0 | 0 | 1 | 1 | 0 | 50 | 1 | 50 | 0 | 0 | 0 | 0 | 0 |  | 0 | 1 | 1 | 1 | 1 | 0 | 0
NX | Ningxia Tongxin Gujiazhuangzi wind farm | onshore_wind_turbine | 2648 | 4 | 0 | 0 | 0 | 0 | 0 | 1 | 0 | 0 | 0 | 0 | 0 | 1 | 1 | 0 | 70 | 1 | 70 | 0 | 0 | 0 | 0 | 0 |  | 0 | 1 | 1 | 1 | 1 | 0 | 0
NX | Ningxia Tongxin Heishandun wind farm | onshore_wind_turbine | 2649 | 4 | 0 | 0 | 0 | 0 | 0 | 1 | 0 | 0 | 0 | 0 | 0 | 1 | 1 | 0 | 50 | 1 | 50 | 0 | 0 | 0 | 0 | 0 |  | 0 | 1 | 1 | 1 | 1 | 0 | 0
NX | Ningxia Tongxin Hexizhen Distributed wind farm | onshore_wind_turbine | 2650 | 4 | 0 | 0 | 0 | 0 | 0 | 1 | 0 | 0 | 0 | 0 | 0 | 1 | 1 | 0 | 20 | 1 | 20 | 0 | 0 | 0 | 0 | 0 |  | 0 | 1 | 1 | 1 | 1 | 0 | 0
NX | Ningxia Tongxin Hongshanliang wind farm | onshore_wind_turbine | 2651 | 4 | 0 | 0 | 0 | 0 | 0 | 1 | 0 | 0 | 0 | 0 | 0 | 1 | 1 | 0 | 50 | 1 | 50 | 0 | 0 | 0 | 0 | 0 |  | 0 | 1 | 1 | 1 | 1 | 0 | 0
NX | Ningxia Tongxin Hongsipu Qingshan wind farm | onshore_wind_turbine | 2652 | 4 | 0 | 0 | 0 | 0 | 0 | 1 | 0 | 0 | 0 | 0 | 0 | 1 | 1 | 0 | 50 | 1 | 50 | 0 | 0 | 0 | 0 | 0 |  | 0 | 1 | 1 | 1 | 1 | 0 | 0
NX | Ningxia Tongxin Huashishan wind farm | onshore_wind_turbine | 2653 | 4 | 0 | 0 | 0 | 0 | 0 | 1 | 0 | 0 | 0 | 0 | 0 | 1 | 1 | 0 | 50 | 1 | 50 | 0 | 0 | 0 | 0 | 0 |  | 0 | 1 | 1 | 1 | 1 | 0 | 0
NX | Ningxia Tongxin Jiuzhuangzi Distributed wind farm | onshore_wind_turbine | 2654 | 4 | 0 | 0 | 0 | 0 | 0 | 1 | 0 | 0 | 0 | 0 | 0 | 1 | 1 | 0 | 30 | 1 | 30 | 0 | 0 | 0 | 0 | 0 |  | 0 | 1 | 1 | 1 | 1 | 0 | 0
NX | Ningxia Tongxin Kangjiawan wind farm | onshore_wind_turbine | 2655 | 4 | 0 | 0 | 0 | 0 | 0 | 1 | 0 | 0 | 0 | 0 | 0 | 1 | 1 | 0 | 50 | 1 | 50 | 0 | 0 | 0 | 0 | 0 |  | 0 | 1 | 1 | 1 | 1 | 0 | 0
NX | Ningxia Tongxin Magaozhuang Laijiawa wind farm | onshore_wind_turbine | 2656 | 4 | 0 | 0 | 0 | 0 | 0 | 1 | 0 | 0 | 0 | 0 | 0 | 1 | 1 | 0 | 50 | 1 | 50 | 0 | 0 | 0 | 0 | 0 |  | 0 | 1 | 1 | 1 | 1 | 0 | 0
NX | Ningxia Tongxin Magaozhuang Lixianyazi wind farm | onshore_wind_turbine | 2657 | 4 | 0 | 0 | 0 | 0 | 0 | 1 | 0 | 0 | 0 | 0 | 0 | 1 | 1 | 0 | 50 | 1 | 50 | 0 | 0 | 0 | 0 | 0 |  | 0 | 1 | 1 | 1 | 1 | 0 | 0
NX | Ningxia Tongxin Magaozhuang Mayuanshan wind farm Phase 1 | onshore_wind_turbine | 2658 | 4 | 0 | 0 | 0 | 0 | 0 | 1 | 0 | 0 | 0 | 0 | 0 | 1 | 1 | 0 | 50 | 1 | 50 | 0 | 0 | 0 | 0 | 0 |  | 0 | 1 | 1 | 1 | 1 | 0 | 0
NX | Ningxia Tongxin Shiyaogou wind farm | onshore_wind_turbine | 2659 | 4 | 0 | 0 | 0 | 0 | 0 | 1 | 0 | 0 | 0 | 0 | 0 | 1 | 1 | 0 | 50 | 1 | 50 | 0 | 0 | 0 | 0 | 0 |  | 0 | 1 | 1 | 1 | 1 | 0 | 0
NX | Ningxia Tongxin Sutai wind farm | onshore_wind_turbine | 2660 | 4 | 0 | 0 | 0 | 0 | 0 | 1 | 0 | 0 | 0 | 0 | 0 | 1 | 1 | 0 | 50 | 1 | 50 | 0 | 0 | 0 | 0 | 0 |  | 0 | 1 | 1 | 1 | 1 | 0 | 0
NX | Ningxia Tongxin Tianjialing wind farm | onshore_wind_turbine | 2661 | 4 | 0 | 0 | 0 | 0 | 0 | 1 | 0 | 0 | 0 | 0 | 0 | 1 | 1 | 0 | 50 | 1 | 50 | 0 | 0 | 0 | 0 | 0 |  | 0 | 1 | 1 | 1 | 1 | 0 | 0
NX | Ningxia Tongxin Weitian Distributed wind farm | onshore_wind_turbine | 2662 | 4 | 0 | 0 | 0 | 0 | 0 | 1 | 0 | 0 | 0 | 0 | 0 | 1 | 1 | 0 | 29.9 | 1 | 29.9 | 0 | 0 | 0 | 0 | 0 |  | 0 | 1 | 1 | 1 | 1 | 0 | 0
NX | Ningxia Tongxin Xiaoluoshan wind farm Phase 1 | onshore_wind_turbine | 2663 | 4 | 0 | 0 | 0 | 0 | 0 | 1 | 0 | 0 | 0 | 0 | 0 | 1 | 1 | 0 | 50 | 1 | 50 | 0 | 0 | 0 | 0 | 0 |  | 0 | 1 | 1 | 1 | 1 | 0 | 0
NX | Ningxia Tongxin Xiaoluoshan wind farm Phase 2 | onshore_wind_turbine | 2664 | 4 | 0 | 0 | 0 | 0 | 0 | 1 | 0 | 0 | 0 | 0 | 0 | 1 | 1 | 0 | 50 | 1 | 50 | 0 | 0 | 0 | 0 | 0 |  | 0 | 1 | 1 | 1 | 1 | 0 | 0
NX | Ningxia Tongxin Zhangjiayuan (Datang) wind farm Phase 0 | onshore_wind_turbine | 2665 | 4 | 0 | 0 | 0 | 0 | 0 | 1 | 0 | 0 | 0 | 0 | 0 | 1 | 1 | 0 | 50 | 1 | 50 | 0 | 0 | 0 | 0 | 0 |  | 0 | 1 | 1 | 1 | 1 | 0 | 0
NX | Ningxia Tongxin Zhangjiayuan (Datang) wind farm Phase 1 | onshore_wind_turbine | 2666 | 4 | 0 | 0 | 0 | 0 | 0 | 1 | 0 | 0 | 0 | 0 | 0 | 1 | 1 | 0 | 50 | 1 | 50 | 0 | 0 | 0 | 0 | 0 |  | 0 | 1 | 1 | 1 | 1 | 0 | 0
NX | Ningxia Tongxin Zhangjiayuan Haitanghu wind farm | onshore_wind_turbine | 2667 | 4 | 0 | 0 | 0 | 0 | 0 | 1 | 0 | 0 | 0 | 0 | 0 | 1 | 1 | 0 | 50 | 1 | 50 | 0 | 0 | 0 | 0 | 0 |  | 0 | 1 | 1 | 1 | 1 | 0 | 0
NX | Ningxia Tongxin Zhangjiayuan Sutai wind farm | onshore_wind_turbine | 2668 | 4 | 0 | 0 | 0 | 0 | 0 | 1 | 0 | 0 | 0 | 0 | 0 | 1 | 1 | 0 | 50 | 1 | 50 | 0 | 0 | 0 | 0 | 0 |  | 0 | 1 | 1 | 1 | 1 | 0 | 0
NX | Ningxia Tongxin Zhangjiayuan Xianyazi wind farm | onshore_wind_turbine | 2669 | 4 | 0 | 0 | 0 | 0 | 0 | 1 | 0 | 0 | 0 | 0 | 0 | 1 | 1 | 0 | 50 | 1 | 50 | 0 | 0 | 0 | 0 | 0 |  | 0 | 1 | 1 | 1 | 1 | 0 | 0
NX | Ningxia Tongxin Zhangjiazhuang wind farm | onshore_wind_turbine | 2670 | 4 | 0 | 0 | 0 | 0 | 0 | 1 | 0 | 0 | 0 | 0 | 0 | 1 | 1 | 0 | 100 | 1 | 100 | 0 | 0 | 0 | 0 | 0 |  | 0 | 1 | 1 | 1 | 1 | 0 | 0
NX | Ningxia Wuzhong (Huayi) Taiyangshan Baitashui wind farm | onshore_wind_turbine | 2671 | 4 | 0 | 0 | 0 | 0 | 0 | 1 | 0 | 0 | 0 | 0 | 0 | 1 | 1 | 0 | 49.5 | 1 | 49.5 | 0 | 0 | 0 | 0 | 0 |  | 0 | 1 | 1 | 1 | 1 | 0 | 0
NX | Ningxia Wuzhong Hongsibao wind farm Phase 2 | onshore_wind_turbine | 2672 | 4 | 0 | 0 | 0 | 0 | 0 | 1 | 0 | 0 | 0 | 0 | 0 | 1 | 1 | 0 | 50 | 1 | 50 | 0 | 0 | 0 | 0 | 0 |  | 0 | 1 | 1 | 1 | 1 | 0 | 0
NX | Ningxia Wuzhong Taiyangshan Baitashui Wind Project | onshore_wind_turbine | 2673 | 4 | 0 | 0 | 0 | 0 | 0 | 1 | 0 | 0 | 0 | 0 | 0 | 1 | 1 | 0 | 50 | 1 | 50 | 0 | 0 | 0 | 0 | 0 |  | 0 | 1 | 1 | 1 | 1 | 0 | 0
NX | Ningxia Wuzhong Taiyangshan Wind And Solar Storage Power Plant | onshore_wind_turbine | 2674 | 4 | 0 | 0 | 0 | 0 | 0 | 1 | 0 | 0 | 0 | 0 | 0 | 1 | 1 | 0 | 50 | 1 | 50 | 0 | 0 | 0 | 0 | 0 |  | 0 | 1 | 1 | 1 | 1 | 0 | 0
NX | Ningxia Wuzhong Taiyangshan wind farm | onshore_wind_turbine | 2675 | 4 | 0 | 0 | 0 | 0 | 0 | 1 | 0 | 0 | 0 | 0 | 0 | 1 | 1 | 0 | 50 | 1 | 50 | 0 | 0 | 0 | 0 | 0 |  | 0 | 1 | 1 | 1 | 1 | 0 | 0
NX | Ningxia Wuzhong Taiyangshan Wind Farm Wulipo Project | onshore_wind_turbine | 2676 | 4 | 0 | 0 | 0 | 0 | 0 | 1 | 0 | 0 | 0 | 0 | 0 | 1 | 1 | 0 | 50 | 1 | 50 | 0 | 0 | 0 | 0 | 0 |  | 0 | 1 | 1 | 1 | 1 | 0 | 0
NX | Ningxia Wuzhong Taiyangshan Wind Farm Yunfeng No.3 Project | onshore_wind_turbine | 2677 | 4 | 0 | 0 | 0 | 0 | 0 | 1 | 0 | 0 | 0 | 0 | 0 | 1 | 1 | 0 | 50 | 1 | 50 | 0 | 0 | 0 | 0 | 0 |  | 0 | 1 | 1 | 1 | 1 | 0 | 0
NX | Ningxia Xiji Pianchengliang wind farm | onshore_wind_turbine | 2678 | 4 | 0 | 0 | 0 | 0 | 0 | 1 | 0 | 0 | 0 | 0 | 0 | 1 | 1 | 0 | 100 | 1 | 100 | 0 | 0 | 0 | 0 | 0 |  | 0 | 1 | 1 | 1 | 1 | 0 | 0
NX | Ningxia Yanchi (Longyuan) wind farm Phase 1 | onshore_wind_turbine | 2679 | 4 | 0 | 0 | 0 | 0 | 0 | 1 | 0 | 0 | 0 | 0 | 0 | 1 | 1 | 0 | 50 | 1 | 50 | 0 | 0 | 0 | 0 | 0 |  | 0 | 1 | 1 | 1 | 1 | 0 | 0
NX | Ningxia Yanchi (Longyuan) wind farm Phase 2 | onshore_wind_turbine | 2680 | 4 | 0 | 0 | 0 | 0 | 0 | 1 | 0 | 0 | 0 | 0 | 0 | 1 | 1 | 0 | 50 | 1 | 50 | 0 | 0 | 0 | 0 | 0 |  | 0 | 1 | 1 | 1 | 1 | 0 | 0
NX | Ningxia Yanchi (Longyuan) wind farm Phase 3 | onshore_wind_turbine | 2681 | 4 | 0 | 0 | 0 | 0 | 0 | 1 | 0 | 0 | 0 | 0 | 0 | 1 | 1 | 0 | 50 | 1 | 50 | 0 | 0 | 0 | 0 | 0 |  | 0 | 1 | 1 | 1 | 1 | 0 | 0
NX | Ningxia Yanchi (Zhongying Zhengyuan) wind farm | onshore_wind_turbine | 2682 | 4 | 0 | 0 | 0 | 0 | 0 | 1 | 0 | 0 | 0 | 0 | 0 | 1 | 1 | 0 | 100 | 1 | 100 | 0 | 0 | 0 | 0 | 0 |  | 0 | 1 | 1 | 1 | 1 | 0 | 0
NX | Ningxia Yanchi Chenjiliang wind farm | onshore_wind_turbine | 2683 | 4 | 0 | 0 | 0 | 0 | 0 | 1 | 0 | 0 | 0 | 0 | 0 | 1 | 1 | 0 | 50 | 1 | 50 | 0 | 0 | 0 | 0 | 0 |  | 0 | 1 | 1 | 1 | 1 | 0 | 0
NX | Ningxia Yanchi Dashuikeng (Hanasi) wind farm Phase 1 | onshore_wind_turbine | 2684 | 4 | 0 | 0 | 0 | 0 | 0 | 1 | 0 | 0 | 0 | 0 | 0 | 1 | 1 | 0 | 50 | 1 | 50 | 0 | 0 | 0 | 0 | 0 |  | 0 | 1 | 1 | 1 | 1 | 0 | 0
NX | Ningxia Yanchi Dashuikeng (Hanasi) wind farm Phase 2 | onshore_wind_turbine | 2685 | 4 | 0 | 0 | 0 | 0 | 0 | 1 | 0 | 0 | 0 | 0 | 0 | 1 | 1 | 0 | 49 | 1 | 49 | 0 | 0 | 0 | 0 | 0 |  | 0 | 1 | 1 | 1 | 1 | 0 | 0
NX | Ningxia Yanchi Dashuikeng (Masite "Master") wind farm Phase 1 | onshore_wind_turbine | 2686 | 4 | 0 | 0 | 0 | 0 | 0 | 1 | 0 | 0 | 0 | 0 | 0 | 1 | 1 | 0 | 50 | 1 | 50 | 0 | 0 | 0 | 0 | 0 |  | 0 | 1 | 1 | 1 | 1 | 0 | 0
NX | Ningxia Yanchi Dashuikeng (Yinyi) wind farm Phase 1 | onshore_wind_turbine | 2687 | 4 | 0 | 0 | 0 | 0 | 0 | 1 | 0 | 0 | 0 | 0 | 0 | 1 | 1 | 0 | 50 | 1 | 50 | 0 | 0 | 0 | 0 | 0 |  | 0 | 1 | 1 | 1 | 1 | 0 | 0
NX | Ningxia Yanchi Dashuikeng Baiyanjing wind farm | onshore_wind_turbine | 2688 | 4 | 0 | 0 | 0 | 0 | 0 | 1 | 0 | 0 | 0 | 0 | 0 | 1 | 1 | 0 | 49 | 1 | 49 | 0 | 0 | 0 | 0 | 0 |  | 0 | 1 | 1 | 1 | 1 | 0 | 0
NX | Ningxia Yanchi Dashuikeng Yangerzhuang wind farm | onshore_wind_turbine | 2689 | 4 | 0 | 0 | 0 | 0 | 0 | 1 | 0 | 0 | 0 | 0 | 0 | 1 | 1 | 0 | 49 | 1 | 49 | 0 | 0 | 0 | 0 | 0 |  | 0 | 1 | 1 | 1 | 1 | 0 | 0
NX | Ningxia Yanchi Hui'An (Shenhua) wind farm Phase 1 | onshore_wind_turbine | 2690 | 4 | 0 | 0 | 0 | 0 | 0 | 1 | 0 | 0 | 0 | 0 | 0 | 1 | 1 | 0 | 50 | 1 | 50 | 0 | 0 | 0 | 0 | 0 |  | 0 | 1 | 1 | 1 | 1 | 0 | 0
NX | Ningxia Yanchi Hui'An (Shenhua) wind farm Phase 2 | onshore_wind_turbine | 2691 | 4 | 0 | 0 | 0 | 0 | 0 | 1 | 0 | 0 | 0 | 0 | 0 | 1 | 1 | 0 | 50 | 1 | 50 | 0 | 0 | 0 | 0 | 0 |  | 0 | 1 | 1 | 1 | 1 | 0 | 0
NX | Ningxia Yanchi Hui'Anpu (Hanasi) wind farm Phase 1 | onshore_wind_turbine | 2692 | 4 | 0 | 0 | 0 | 0 | 0 | 1 | 0 | 0 | 0 | 0 | 0 | 1 | 1 | 0 | 49 | 1 | 49 | 0 | 0 | 0 | 0 | 0 |  | 0 | 1 | 1 | 1 | 1 | 0 | 0
NX | Ningxia Yanchi Hui'Anpu (Hanasi) wind farm Phase 2 | onshore_wind_turbine | 2693 | 4 | 0 | 0 | 0 | 0 | 0 | 1 | 0 | 0 | 0 | 0 | 0 | 1 | 1 | 0 | 49 | 1 | 49 | 0 | 0 | 0 | 0 | 0 |  | 0 | 1 | 1 | 1 | 1 | 0 | 0
NX | Ningxia Yanchi Hui'Anpu (Masite "Master") wind farm Phase 1 | onshore_wind_turbine | 2694 | 4 | 0 | 0 | 0 | 0 | 0 | 1 | 0 | 0 | 0 | 0 | 0 | 1 | 1 | 0 | 49 | 1 | 49 | 0 | 0 | 0 | 0 | 0 |  | 0 | 1 | 1 | 1 | 1 | 0 | 0
NX | Ningxia Yanchi Hui'Anpu (Masite "Master") wind farm Phase 2 | onshore_wind_turbine | 2695 | 4 | 0 | 0 | 0 | 0 | 0 | 1 | 0 | 0 | 0 | 0 | 0 | 1 | 1 | 0 | 49 | 1 | 49 | 0 | 0 | 0 | 0 | 0 |  | 0 | 1 | 1 | 1 | 1 | 0 | 0
NX | Ningxia Yanchi Hui'Anpu (Zhongying) wind farm | onshore_wind_turbine | 2696 | 4 | 0 | 0 | 0 | 0 | 0 | 1 | 0 | 0 | 0 | 0 | 0 | 1 | 1 | 0 | 150 | 1 | 150 | 0 | 0 | 0 | 0 | 0 |  | 0 | 1 | 1 | 1 | 1 | 0 | 0
NX | Ningxia Yanchi Liutiaojing wind farm | onshore_wind_turbine | 2697 | 4 | 0 | 0 | 0 | 0 | 0 | 1 | 0 | 0 | 0 | 0 | 0 | 1 | 1 | 0 | 49 | 1 | 49 | 0 | 0 | 0 | 0 | 0 |  | 0 | 1 | 1 | 1 | 1 | 0 | 0
NX | Ningxia Yanchi Mahuangshan (Guodian) wind farm Phase 1 | onshore_wind_turbine | 2698 | 4 | 0 | 0 | 0 | 0 | 0 | 1 | 0 | 0 | 0 | 0 | 0 | 1 | 1 | 0 | 50 | 1 | 50 | 0 | 0 | 0 | 0 | 0 |  | 0 | 1 | 1 | 1 | 1 | 0 | 0
NX | Ningxia Yanchi Mahuangshan (Guodian) wind farm Phase 2 | onshore_wind_turbine | 2699 | 4 | 0 | 0 | 0 | 0 | 0 | 1 | 0 | 0 | 0 | 0 | 0 | 1 | 1 | 0 | 50 | 1 | 50 | 0 | 0 | 0 | 0 | 0 |  | 0 | 1 | 1 | 1 | 1 | 0 | 0
NX | Ningxia Yanchi Mahuangshan (Masite "Master") wind farm Phase 1 | onshore_wind_turbine | 2700 | 4 | 0 | 0 | 0 | 0 | 0 | 1 | 0 | 0 | 0 | 0 | 0 | 1 | 1 | 0 | 49 | 1 | 49 | 0 | 0 | 0 | 0 | 0 |  | 0 | 1 | 1 | 1 | 1 | 0 | 0
NX | Ningxia Yanchi Mahuangshan (Masite "Master") wind farm Phase 2 | onshore_wind_turbine | 2701 | 4 | 0 | 0 | 0 | 0 | 0 | 1 | 0 | 0 | 0 | 0 | 0 | 1 | 1 | 0 | 49 | 1 | 49 | 0 | 0 | 0 | 0 | 0 |  | 0 | 1 | 1 | 1 | 1 | 0 | 0
NX | Ningxia Yanchi Mahuangshan (Yinxing) wind farm Phase 1 | onshore_wind_turbine | 2702 | 4 | 0 | 0 | 0 | 0 | 0 | 1 | 0 | 0 | 0 | 0 | 0 | 1 | 1 | 0 | 50 | 1 | 50 | 0 | 0 | 0 | 0 | 0 |  | 0 | 1 | 1 | 1 | 1 | 0 | 0
NX | Ningxia Yanchi Mahuangshan (Yinxing) wind farm Phase 2 | onshore_wind_turbine | 2703 | 4 | 0 | 0 | 0 | 0 | 0 | 1 | 0 | 0 | 0 | 0 | 0 | 1 | 1 | 0 | 50 | 1 | 50 | 0 | 0 | 0 | 0 | 0 |  | 0 | 1 | 1 | 1 | 1 | 0 | 0
NX | Ningxia Yanchi Mahuangshan Niumaojing wind farm | onshore_wind_turbine | 2704 | 4 | 0 | 0 | 0 | 0 | 0 | 1 | 0 | 0 | 0 | 0 | 0 | 1 | 1 | 0 | 50 | 1 | 50 | 0 | 0 | 0 | 0 | 0 |  | 0 | 1 | 1 | 1 | 1 | 0 | 0
NX | Ningxia Yanchi Mahuangshan Shijiawan wind farm | onshore_wind_turbine | 2705 | 4 | 0 | 0 | 0 | 0 | 0 | 1 | 0 | 0 | 0 | 0 | 0 | 1 | 1 | 0 | 49 | 1 | 49 | 0 | 0 | 0 | 0 | 0 |  | 0 | 1 | 1 | 1 | 1 | 0 | 0
NX | Ningxia Yanchi Mahuangshan Wanglejing (Hanasi) wind farm Phase 1 | onshore_wind_turbine | 2706 | 4 | 0 | 0 | 0 | 0 | 0 | 1 | 0 | 0 | 0 | 0 | 0 | 1 | 1 | 0 | 49 | 1 | 49 | 0 | 0 | 0 | 0 | 0 |  | 0 | 1 | 1 | 1 | 1 | 0 | 0
NX | Ningxia Yanchi Mahuangshan wind farm | onshore_wind_turbine | 2707 | 4 | 0 | 0 | 0 | 0 | 0 | 1 | 0 | 0 | 0 | 0 | 0 | 1 | 1 | 0 | 20 | 1 | 20 | 0 | 0 | 0 | 0 | 0 |  | 0 | 1 | 1 | 1 | 1 | 0 | 0
NX | Ningxia Yanchi Niujijuan wind farm | onshore_wind_turbine | 2708 | 4 | 0 | 0 | 0 | 0 | 0 | 1 | 0 | 0 | 0 | 0 | 0 | 1 | 1 | 0 | 50 | 1 | 50 | 0 | 0 | 0 | 0 | 0 |  | 0 | 1 | 1 | 1 | 1 | 0 | 0
NX | Ningxia Yanchi Qianjiyuan wind farm | onshore_wind_turbine | 2709 | 4 | 0 | 0 | 0 | 0 | 0 | 1 | 0 | 0 | 0 | 0 | 0 | 1 | 1 | 0 | 50 | 1 | 50 | 0 | 0 | 0 | 0 | 0 |  | 0 | 1 | 1 | 1 | 1 | 0 | 0
NX | Ningxia Yanchi Qingshan (Guodian) wind farm Phase 1 | onshore_wind_turbine | 2710 | 4 | 0 | 0 | 0 | 0 | 0 | 1 | 0 | 0 | 0 | 0 | 0 | 1 | 1 | 0 | 50 | 1 | 50 | 0 | 0 | 0 | 0 | 0 |  | 0 | 1 | 1 | 1 | 1 | 0 | 0
NX | Ningxia Yanchi Qingshan (Guodian) wind farm Phase 2 | onshore_wind_turbine | 2711 | 4 | 0 | 0 | 0 | 0 | 0 | 1 | 0 | 0 | 0 | 0 | 0 | 1 | 1 | 0 | 50 | 1 | 50 | 0 | 0 | 0 | 0 | 0 |  | 0 | 1 | 1 | 1 | 1 | 0 | 0
NX | Ningxia Yanchi Qingshan (Guohua) wind farm Phase 1 | onshore_wind_turbine | 2712 | 4 | 0 | 0 | 0 | 0 | 0 | 1 | 0 | 0 | 0 | 0 | 0 | 1 | 1 | 0 | 50 | 1 | 50 | 0 | 0 | 0 | 0 | 0 |  | 0 | 1 | 1 | 1 | 1 | 0 | 0
NX | Ningxia Yanchi Qingshan (Guohua) wind farm Phase 2 | onshore_wind_turbine | 2713 | 4 | 0 | 0 | 0 | 0 | 0 | 1 | 0 | 0 | 0 | 0 | 0 | 1 | 1 | 0 | 50 | 1 | 50 | 0 | 0 | 0 | 0 | 0 |  | 0 | 1 | 1 | 1 | 1 | 0 | 0
NX | Ningxia Yanchi Qingshan (Guohua) wind farm Phase 3 | onshore_wind_turbine | 2714 | 4 | 0 | 0 | 0 | 0 | 0 | 1 | 0 | 0 | 0 | 0 | 0 | 1 | 1 | 0 | 150 | 1 | 150 | 0 | 0 | 0 | 0 | 0 |  | 0 | 1 | 1 | 1 | 1 | 0 | 0
NX | Ningxia Yanchi Subujing wind farm Phase 1 | onshore_wind_turbine | 2715 | 4 | 0 | 0 | 0 | 0 | 0 | 1 | 0 | 0 | 0 | 0 | 0 | 1 | 1 | 0 | 100 | 1 | 100 | 0 | 0 | 0 | 0 | 0 |  | 0 | 1 | 1 | 1 | 1 | 0 | 0
NX | Ningxia Yanchi Subujing wind farm Phase 2 | onshore_wind_turbine | 2716 | 4 | 0 | 0 | 0 | 0 | 0 | 1 | 0 | 0 | 0 | 0 | 0 | 1 | 1 | 0 | 100 | 1 | 100 | 0 | 0 | 0 | 0 | 0 |  | 0 | 1 | 1 | 1 | 1 | 0 | 0
NX | Ningxia Yanchi Wanglejing Sunjialou wind farm | onshore_wind_turbine | 2717 | 4 | 0 | 0 | 0 | 0 | 0 | 1 | 0 | 0 | 0 | 0 | 0 | 1 | 1 | 0 | 49 | 1 | 49 | 0 | 0 | 0 | 0 | 0 |  | 0 | 1 | 1 | 1 | 1 | 0 | 0
NX | Ningxia Yanchi Wujiadaliang wind farm | onshore_wind_turbine | 2718 | 4 | 0 | 0 | 0 | 0 | 0 | 1 | 0 | 0 | 0 | 0 | 0 | 1 | 1 | 0 | 50 | 1 | 50 | 0 | 0 | 0 | 0 | 0 |  | 0 | 1 | 1 | 1 | 1 | 0 | 0
NX | Ningxia Yanchi Xidajing wind farm | onshore_wind_turbine | 2719 | 4 | 0 | 0 | 0 | 0 | 0 | 1 | 0 | 0 | 0 | 0 | 0 | 1 | 1 | 0 | 50 | 1 | 50 | 0 | 0 | 0 | 0 | 0 |  | 0 | 1 | 1 | 1 | 1 | 0 | 0
NX | Ningxia Yanchi Xinquanjing wind farm | onshore_wind_turbine | 2720 | 4 | 0 | 0 | 0 | 0 | 0 | 1 | 0 | 0 | 0 | 0 | 0 | 1 | 1 | 0 | 49 | 1 | 49 | 0 | 0 | 0 | 0 | 0 |  | 0 | 1 | 1 | 1 | 1 | 0 | 0
NX | Ningxia Yanchi Yujialing wind farm | onshore_wind_turbine | 2721 | 4 | 0 | 0 | 0 | 0 | 0 | 1 | 0 | 0 | 0 | 0 | 0 | 1 | 1 | 0 | 100 | 1 | 100 | 0 | 0 | 0 | 0 | 0 |  | 0 | 1 | 1 | 1 | 1 | 0 | 0
NX | Ningxia Yongning Helanshan Touguan wind farm Phase 1 | onshore_wind_turbine | 2722 | 4 | 0 | 0 | 0 | 0 | 0 | 1 | 0 | 0 | 0 | 0 | 0 | 1 | 1 | 0 | 40 | 1 | 40 | 0 | 0 | 0 | 0 | 0 |  | 0 | 1 | 1 | 1 | 1 | 0 | 0
NX | Ningxia Yuanzhou Zhaike Dun'An Wind Project Phase 2 | onshore_wind_turbine | 2723 | 4 | 0 | 0 | 0 | 0 | 0 | 1 | 0 | 0 | 0 | 0 | 0 | 1 | 1 | 0 | 48 | 1 | 48 | 0 | 0 | 0 | 0 | 0 |  | 0 | 1 | 1 | 1 | 1 | 0 | 0
NX | Ningxia Yueliangshan wind farm Phase 1 | onshore_wind_turbine | 2724 | 4 | 0 | 0 | 0 | 0 | 0 | 1 | 0 | 0 | 0 | 0 | 0 | 1 | 1 | 0 | 50 | 1 | 50 | 0 | 0 | 0 | 0 | 0 |  | 0 | 1 | 1 | 1 | 1 | 0 | 0
NX | Ningxia Yueliangshan wind farm Phase 2 | onshore_wind_turbine | 2725 | 4 | 0 | 0 | 0 | 0 | 0 | 1 | 0 | 0 | 0 | 0 | 0 | 1 | 1 | 0 | 50 | 1 | 50 | 0 | 0 | 0 | 0 | 0 |  | 0 | 1 | 1 | 1 | 1 | 0 | 0
NX | Ningxia Yueliangshan wind farm Phase 3 | onshore_wind_turbine | 2726 | 4 | 0 | 0 | 0 | 0 | 0 | 1 | 0 | 0 | 0 | 0 | 0 | 1 | 1 | 0 | 50 | 1 | 50 | 0 | 0 | 0 | 0 | 0 |  | 0 | 1 | 1 | 1 | 1 | 0 | 0
NX | Ningxia Yueliangshan wind farm Phase 4 | onshore_wind_turbine | 2727 | 4 | 0 | 0 | 0 | 0 | 0 | 1 | 0 | 0 | 0 | 0 | 0 | 1 | 1 | 0 | 50 | 1 | 50 | 0 | 0 | 0 | 0 | 0 |  | 0 | 1 | 1 | 1 | 1 | 0 | 0
NX | Ningxia Zhongning Changshantou Dazhanchang (China Guangdong Nuclear) wind farm Phase 1 | onshore_wind_turbine | 2728 | 4 | 0 | 0 | 0 | 0 | 0 | 1 | 0 | 0 | 0 | 0 | 0 | 1 | 1 | 0 | 15 | 1 | 15 | 0 | 0 | 0 | 0 | 0 |  | 0 | 1 | 1 | 1 | 1 | 0 | 0
NX | Ningxia Zhongning Changshantou Dazhanchang (China Guangdong Nuclear) wind farm Phase 2 | onshore_wind_turbine | 2729 | 4 | 0 | 0 | 0 | 0 | 0 | 1 | 0 | 0 | 0 | 0 | 0 | 1 | 1 | 0 | 34.5 | 1 | 34.5 | 0 | 0 | 0 | 0 | 0 |  | 0 | 1 | 1 | 1 | 1 | 0 | 0
NX | Ningxia Zhongning Changshantou Kuangkoujing wind farm | onshore_wind_turbine | 2730 | 4 | 0 | 0 | 0 | 0 | 0 | 1 | 0 | 0 | 0 | 0 | 0 | 1 | 1 | 0 | 50 | 1 | 50 | 0 | 0 | 0 | 0 | 0 |  | 0 | 1 | 1 | 1 | 1 | 0 | 0
NX | Ningxia Zhongning Changshantou wind farm | onshore_wind_turbine | 2731 | 4 | 0 | 0 | 0 | 0 | 0 | 1 | 0 | 0 | 0 | 0 | 0 | 1 | 1 | 0 | 99 | 1 | 99 | 0 | 0 | 0 | 0 | 0 |  | 0 | 1 | 1 | 1 | 1 | 0 | 0
NX | Ningxia Zhongning Dazhanchang (Yinxing) wind farm Phase 1 | onshore_wind_turbine | 2732 | 4 | 0 | 0 | 0 | 0 | 0 | 1 | 0 | 0 | 0 | 0 | 0 | 1 | 1 | 0 | 49 | 1 | 49 | 0 | 0 | 0 | 0 | 0 |  | 0 | 1 | 1 | 1 | 1 | 0 | 0
NX | Ningxia Zhongning Dazhanchang (Yinxing) wind farm Phase 2 | onshore_wind_turbine | 2733 | 4 | 0 | 0 | 0 | 0 | 0 | 1 | 0 | 0 | 0 | 0 | 0 | 1 | 1 | 0 | 49 | 1 | 49 | 0 | 0 | 0 | 0 | 0 |  | 0 | 1 | 1 | 1 | 1 | 0 | 0
NX | Ningxia Zhongning Enhe wind farm | onshore_wind_turbine | 2734 | 4 | 0 | 0 | 0 | 0 | 0 | 1 | 0 | 0 | 0 | 0 | 0 | 1 | 1 | 0 | 50 | 1 | 50 | 0 | 0 | 0 | 0 | 0 |  | 0 | 1 | 1 | 1 | 1 | 0 | 0
NX | Ningxia Zhongning Hanjiaoshui wind farm | onshore_wind_turbine | 2735 | 4 | 0 | 0 | 0 | 0 | 0 | 1 | 0 | 0 | 0 | 0 | 0 | 1 | 1 | 0 | 150 | 1 | 150 | 0 | 0 | 0 | 0 | 0 |  | 0 | 1 | 1 | 1 | 1 | 0 | 0
NX | Ningxia Zhongning Xinbaozhen wind farm | onshore_wind_turbine | 2736 | 4 | 0 | 0 | 0 | 0 | 0 | 1 | 0 | 0 | 0 | 0 | 0 | 1 | 1 | 0 | 101 | 1 | 101 | 0 | 0 | 0 | 0 | 0 |  | 0 | 1 | 1 | 1 | 1 | 0 | 0
NX | Ningxia Zhongning Zhengzhuang wind farm | onshore_wind_turbine | 2737 | 4 | 0 | 0 | 0 | 0 | 0 | 1 | 0 | 0 | 0 | 0 | 0 | 1 | 1 | 0 | 100 | 1 | 100 | 0 | 0 | 0 | 0 | 0 |  | 0 | 1 | 1 | 1 | 1 | 0 | 0
NX | Ningxia Zhongwei (Huaneng) Distributed wind farms Shanshuigou | onshore_wind_turbine | 2738 | 4 | 0 | 0 | 0 | 0 | 0 | 1 | 0 | 0 | 0 | 0 | 0 | 1 | 1 | 0 | 15 | 1 | 15 | 0 | 0 | 0 | 0 | 0 |  | 0 | 1 | 1 | 1 | 1 | 0 | 0
NX | Ningxia Zhongwei (Huaneng) Distributed wind farms Shizhamo | onshore_wind_turbine | 2739 | 4 | 0 | 0 | 0 | 0 | 0 | 1 | 0 | 0 | 0 | 0 | 0 | 1 | 1 | 0 | 20 | 1 | 20 | 0 | 0 | 0 | 0 | 0 |  | 0 | 1 | 1 | 1 | 1 | 0 | 0
NX | Ningxia Zhongwei Maiduoshan wind farm | onshore_wind_turbine | 2740 | 4 | 0 | 0 | 0 | 0 | 0 | 1 | 0 | 0 | 0 | 0 | 0 | 1 | 1 | 0 | 182 | 1 | 182 | 0 | 0 | 0 | 0 | 0 |  | 0 | 1 | 1 | 1 | 1 | 0 | 0
NX | Ningxia Zhongwei Xiangshan (State Power Investment) 200 MW wind farm | onshore_wind_turbine | 2741 | 4 | 0 | 0 | 0 | 0 | 0 | 1 | 0 | 0 | 0 | 0 | 0 | 1 | 1 | 0 | 200 | 1 | 200 | 0 | 0 | 0 | 0 | 0 |  | 0 | 1 | 1 | 1 | 1 | 0 | 0
NX | Ningxia Zhongwei Xiangshan (State Power Investment) wind farm Phase 4 | onshore_wind_turbine | 2742 | 4 | 0 | 0 | 0 | 0 | 0 | 1 | 0 | 0 | 0 | 0 | 0 | 1 | 1 | 0 | 50 | 1 | 50 | 0 | 0 | 0 | 0 | 0 |  | 0 | 1 | 1 | 1 | 1 | 0 | 0
NX | Ningxia Zhongwei Xiangshan (State Power Investment) wind farm Phase 5 | onshore_wind_turbine | 2743 | 4 | 0 | 0 | 0 | 0 | 0 | 1 | 0 | 0 | 0 | 0 | 0 | 1 | 1 | 0 | 50 | 1 | 50 | 0 | 0 | 0 | 0 | 0 |  | 0 | 1 | 1 | 1 | 1 | 0 | 0
NX | Ningxia Zhongwei Xiangshan (State Power Investment) wind farm Phase 6 | onshore_wind_turbine | 2744 | 4 | 0 | 0 | 0 | 0 | 0 | 1 | 0 | 0 | 0 | 0 | 0 | 1 | 1 | 0 | 50 | 1 | 50 | 0 | 0 | 0 | 0 | 0 |  | 0 | 1 | 1 | 1 | 1 | 0 | 0
NX | Ningxia Zhongwei Xiangshan (State Power Investment) wind farm Phase 7 | onshore_wind_turbine | 2745 | 4 | 0 | 0 | 0 | 0 | 0 | 1 | 0 | 0 | 0 | 0 | 0 | 1 | 1 | 0 | 50 | 1 | 50 | 0 | 0 | 0 | 0 | 0 |  | 0 | 1 | 1 | 1 | 1 | 0 | 0
NX | Ningxia Zhongwei Xiangshan (State Power Investment) wind farm RP1 | onshore_wind_turbine | 2746 | 4 | 0 | 0 | 0 | 0 | 0 | 1 | 0 | 0 | 0 | 0 | 0 | 1 | 1 | 0 | 49.5 | 1 | 49.5 | 0 | 0 | 0 | 0 | 0 |  | 0 | 1 | 1 | 1 | 1 | 0 | 0
NX | Ningxia Zhongwei Xiangshan (State Power Investment) wind farm RP2 | onshore_wind_turbine | 2747 | 4 | 0 | 0 | 0 | 0 | 0 | 1 | 0 | 0 | 0 | 0 | 0 | 1 | 1 | 0 | 49.5 | 1 | 49.5 | 0 | 0 | 0 | 0 | 0 |  | 0 | 1 | 1 | 1 | 1 | 0 | 0
NX | Ningxia Zhongwei Xiangshan (State Power Investment) wind farm RP3 | onshore_wind_turbine | 2748 | 4 | 0 | 0 | 0 | 0 | 0 | 1 | 0 | 0 | 0 | 0 | 0 | 1 | 1 | 0 | 49.5 | 1 | 49.5 | 0 | 0 | 0 | 0 | 0 |  | 0 | 1 | 1 | 1 | 1 | 0 | 0
NX | Ningxia Zhongwei Xiangshan (Zhejiang Energy) wind farm | onshore_wind_turbine | 2749 | 4 | 0 | 0 | 0 | 0 | 0 | 1 | 0 | 0 | 0 | 0 | 0 | 1 | 1 | 0 | 120 | 1 | 120 | 0 | 0 | 0 | 0 | 0 |  | 0 | 1 | 1 | 1 | 1 | 0 | 0
NX | Ningxia Zhongwei Xiangshan Hanjiazhuan wind farm | onshore_wind_turbine | 2750 | 4 | 0 | 0 | 0 | 0 | 0 | 1 | 0 | 0 | 0 | 0 | 0 | 1 | 1 | 0 | 50 | 1 | 50 | 0 | 0 | 0 | 0 | 0 |  | 0 | 1 | 1 | 1 | 1 | 0 | 0
NX | Ningxia Zhongwei Xiangshan Wind Farm Zhuanwazitang Project | onshore_wind_turbine | 2751 | 4 | 0 | 0 | 0 | 0 | 0 | 1 | 0 | 0 | 0 | 0 | 0 | 1 | 1 | 0 | 50 | 1 | 50 | 0 | 0 | 0 | 0 | 0 |  | 0 | 1 | 1 | 1 | 1 | 0 | 0
NX | Ningxia Zhongwei Yingshuiqiao Renewables Complex wind farm Phase 1 | onshore_wind_turbine | 2752 | 4 | 0 | 0 | 0 | 0 | 0 | 1 | 0 | 0 | 0 | 0 | 0 | 1 | 1 | 0 | 87 | 1 | 87 | 0 | 0 | 0 | 0 | 0 |  | 0 | 1 | 1 | 1 | 1 | 0 | 0
XJ | Altash hydroelectric plant | conventional_hydroelectric | 2753 | 5 | 0 | 0 | 0 | 0 | 0 | 0 | 0 | 1 | 0 | 1 | 0 | 0 | 1 | 0 | 755 | 1 | 755 | 755 | 0 | 0 | 0 | 0 |  | 0 | 1 | 1 | 1 | 1 | 0 | 0
XJ | A’letai Hua’ning hydroelectric plant | conventional_hydroelectric | 2754 | 5 | 0 | 0 | 0 | 0 | 0 | 0 | 0 | 1 | 0 | 1 | 0 | 0 | 1 | 0 | 100 | 1 | 100 | 100 | 0 | 0 | 0 | 0 |  | 0 | 1 | 1 | 1 | 1 | 0 | 0
XJ | Biedieli hydroelectric plant | conventional_hydroelectric | 2755 | 5 | 0 | 0 | 0 | 0 | 0 | 0 | 0 | 1 | 0 | 1 | 0 | 0 | 1 | 0 | 248 | 1 | 248 | 248 | 0 | 0 | 0 | 0 |  | 0 | 1 | 1 | 1 | 1 | 0 | 0
XJ | Bobona hydroelectric plant | conventional_hydroelectric | 2756 | 5 | 0 | 0 | 0 | 0 | 0 | 0 | 0 | 1 | 0 | 1 | 0 | 0 | 1 | 0 | 150 | 1 | 150 | 150 | 0 | 0 | 0 | 0 |  | 0 | 1 | 1 | 1 | 1 | 0 | 0
XJ | Burkin Shankou hydroelectric plant | conventional_hydroelectric | 2757 | 5 | 0 | 0 | 0 | 0 | 0 | 0 | 0 | 1 | 0 | 1 | 0 | 0 | 1 | 0 | 220 | 1 | 220 | 220 | 0 | 0 | 0 | 0 |  | 0 | 1 | 1 | 1 | 1 | 0 | 0
XJ | Chahan Wusu hydroelectric plant | conventional_hydroelectric | 2758 | 5 | 0 | 0 | 0 | 0 | 0 | 0 | 0 | 1 | 0 | 1 | 0 | 0 | 1 | 0 | 309 | 1 | 309 | 309 | 0 | 0 | 0 | 0 |  | 0 | 1 | 1 | 1 | 1 | 0 | 0
XJ | Chonghu'er hydroelectric plant | conventional_hydroelectric | 2759 | 5 | 0 | 0 | 0 | 0 | 0 | 0 | 0 | 1 | 0 | 1 | 0 | 0 | 1 | 0 | 110 | 1 | 110 | 110 | 0 | 0 | 0 | 0 |  | 0 | 1 | 1 | 1 | 1 | 0 | 0
XJ | Dakequke hydroelectric plant | conventional_hydroelectric | 2760 | 5 | 0 | 0 | 0 | 0 | 0 | 0 | 0 | 1 | 0 | 1 | 0 | 0 | 1 | 0 | 75 | 1 | 75 | 75 | 0 | 0 | 0 | 0 |  | 0 | 1 | 1 | 1 | 1 | 0 | 0
XJ | Dashankou hydroelectric plant | conventional_hydroelectric | 2761 | 5 | 0 | 0 | 0 | 0 | 0 | 0 | 0 | 1 | 0 | 1 | 0 | 0 | 1 | 0 | 80 | 1 | 80 | 80 | 0 | 0 | 0 | 0 |  | 0 | 1 | 1 | 1 | 1 | 0 | 0
XJ | Dashankou Stage 2 hydroelectric plant | conventional_hydroelectric | 2762 | 5 | 0 | 0 | 0 | 0 | 0 | 0 | 0 | 1 | 0 | 1 | 0 | 0 | 1 | 0 | 50 | 1 | 50 | 50 | 0 | 0 | 0 | 0 |  | 0 | 1 | 1 | 1 | 1 | 0 | 0
XJ | Fukang hydroelectric plant | hydroelectric_pumped_storage | 2763 | 5 | 1 | 0 | 0 | 0 | 0 | 0 | 0 | 0 | 0 | 0 | 0 | 0 | 0 | 0 | 1200 | 1 | 1200 | 9600 | 0 | 0 | 0 | 0 |  | 0 | 0.8 | 0.8 | 1 | 1 | 0 | 0
XJ | Hadebute hydroelectric plant | conventional_hydroelectric | 2764 | 5 | 0 | 0 | 0 | 0 | 0 | 0 | 0 | 1 | 0 | 1 | 0 | 0 | 1 | 0 | 200 | 1 | 200 | 200 | 0 | 0 | 0 | 0 |  | 0 | 1 | 1 | 1 | 1 | 0 | 0
XJ | Halajun hydroelectric plant | conventional_hydroelectric | 2765 | 5 | 0 | 0 | 0 | 0 | 0 | 0 | 0 | 1 | 0 | 1 | 0 | 0 | 1 | 0 | 38 | 1 | 38 | 38 | 0 | 0 | 0 | 0 |  | 0 | 1 | 1 | 1 | 1 | 0 | 0
XJ | Jiangjunmiao hydroelectric plant | conventional_hydroelectric | 2766 | 5 | 0 | 0 | 0 | 0 | 0 | 0 | 0 | 1 | 0 | 1 | 0 | 0 | 1 | 0 | 45 | 1 | 45 | 45 | 0 | 0 | 0 | 0 |  | 0 | 1 | 1 | 1 | 1 | 0 | 0
XJ | Jilebulake hydroelectric plant | conventional_hydroelectric | 2767 | 5 | 0 | 0 | 0 | 0 | 0 | 0 | 0 | 1 | 0 | 1 | 0 | 0 | 1 | 0 | 160 | 1 | 160 | 160 | 0 | 0 | 0 | 0 |  | 0 | 1 | 1 | 1 | 1 | 0 | 0
XJ | Jilintai I hydroelectric plant | conventional_hydroelectric | 2768 | 5 | 0 | 0 | 0 | 0 | 0 | 0 | 0 | 1 | 0 | 1 | 0 | 0 | 1 | 0 | 460 | 1 | 460 | 460 | 0 | 0 | 0 | 0 |  | 0 | 1 | 1 | 1 | 1 | 0 | 0
XJ | Jilintai Stage 2 hydroelectric plant | conventional_hydroelectric | 2769 | 5 | 0 | 0 | 0 | 0 | 0 | 0 | 0 | 1 | 0 | 1 | 0 | 0 | 1 | 0 | 50 | 1 | 50 | 50 | 0 | 0 | 0 | 0 |  | 0 | 1 | 1 | 1 | 1 | 0 | 0
XJ | Kalasuke hydroelectric plant | conventional_hydroelectric | 2770 | 5 | 0 | 0 | 0 | 0 | 0 | 0 | 0 | 1 | 0 | 1 | 0 | 0 | 1 | 0 | 140 | 1 | 140 | 140 | 0 | 0 | 0 | 0 |  | 0 | 1 | 1 | 1 | 1 | 0 | 0
XJ | Kesaiyi hydroelectric plant | conventional_hydroelectric | 2771 | 5 | 0 | 0 | 0 | 0 | 0 | 0 | 0 | 1 | 0 | 1 | 0 | 0 | 1 | 0 | 100 | 1 | 100 | 100 | 0 | 0 | 0 | 0 |  | 0 | 1 | 1 | 1 | 1 | 0 | 0
XJ | Kizil hydroelectric plant | conventional_hydroelectric | 2772 | 5 | 0 | 0 | 0 | 0 | 0 | 0 | 0 | 1 | 0 | 1 | 0 | 0 | 1 | 0 | 34 | 1 | 34 | 34 | 0 | 0 | 0 | 0 |  | 0 | 1 | 1 | 1 | 1 | 0 | 0
XJ | Koktokay hydroelectric plant | conventional_hydroelectric | 2773 | 5 | 0 | 0 | 0 | 0 | 0 | 0 | 0 | 1 | 0 | 1 | 0 | 0 | 1 | 0 | 65 | 1 | 65 | 65 | 0 | 0 | 0 | 0 |  | 0 | 1 | 1 | 1 | 1 | 0 | 0
XJ | Kushitayi hydroelectric plant | conventional_hydroelectric | 2774 | 5 | 0 | 0 | 0 | 0 | 0 | 0 | 0 | 1 | 0 | 1 | 0 | 0 | 1 | 0 | 100 | 1 | 100 | 100 | 0 | 0 | 0 | 0 |  | 0 | 1 | 1 | 1 | 1 | 0 | 0
XJ | Liushugou hydroelectric plant | conventional_hydroelectric | 2775 | 5 | 0 | 0 | 0 | 0 | 0 | 0 | 0 | 1 | 0 | 1 | 0 | 0 | 1 | 0 | 180 | 1 | 180 | 180 | 0 | 0 | 0 | 0 |  | 0 | 1 | 1 | 1 | 1 | 0 | 0
XJ | Manas River Stage 1 hydroelectric plant | conventional_hydroelectric | 2776 | 5 | 0 | 0 | 0 | 0 | 0 | 0 | 0 | 1 | 0 | 1 | 0 | 0 | 1 | 0 | 50 | 1 | 50 | 50 | 0 | 0 | 0 | 0 |  | 0 | 1 | 1 | 1 | 1 | 0 | 0
XJ | Nileke I hydroelectric plant | conventional_hydroelectric | 2777 | 5 | 0 | 0 | 0 | 0 | 0 | 0 | 0 | 1 | 0 | 1 | 0 | 0 | 1 | 0 | 220 | 1 | 220 | 220 | 0 | 0 | 0 | 0 |  | 0 | 1 | 1 | 1 | 1 | 0 | 0
XJ | Qiafuqihai hydroelectric plant | conventional_hydroelectric | 2778 | 5 | 0 | 0 | 0 | 0 | 0 | 0 | 0 | 1 | 0 | 1 | 0 | 0 | 1 | 0 | 320 | 1 | 320 | 320 | 0 | 0 | 0 | 0 |  | 0 | 1 | 1 | 1 | 1 | 0 | 0
XJ | Qiamusa hydroelectric plant | conventional_hydroelectric | 2779 | 5 | 0 | 0 | 0 | 0 | 0 | 0 | 0 | 1 | 0 | 1 | 0 | 0 | 1 | 0 | 203 | 1 | 203 | 203 | 0 | 0 | 0 | 0 |  | 0 | 1 | 1 | 1 | 1 | 0 | 0
XJ | Qirehazier hydroelectric plant | conventional_hydroelectric | 2780 | 5 | 0 | 0 | 0 | 0 | 0 | 0 | 0 | 1 | 0 | 1 | 0 | 0 | 1 | 0 | 210 | 1 | 210 | 210 | 0 | 0 | 0 | 0 |  | 0 | 1 | 1 | 1 | 1 | 0 | 0
XJ | Salikete hydroelectric plant | conventional_hydroelectric | 2781 | 5 | 0 | 0 | 0 | 0 | 0 | 0 | 0 | 1 | 0 | 1 | 0 | 0 | 1 | 0 | 80 | 1 | 80 | 80 | 0 | 0 | 0 | 0 |  | 0 | 1 | 1 | 1 | 1 | 0 | 0
XJ | Sha'erbulake hydroelectric plant | conventional_hydroelectric | 2782 | 5 | 0 | 0 | 0 | 0 | 0 | 0 | 0 | 1 | 0 | 1 | 0 | 0 | 1 | 0 | 50 | 1 | 50 | 50 | 0 | 0 | 0 | 0 |  | 0 | 1 | 1 | 1 | 1 | 0 | 0
XJ | Shankou hydroelectric plant | conventional_hydroelectric | 2783 | 5 | 0 | 0 | 0 | 0 | 0 | 0 | 0 | 1 | 0 | 1 | 0 | 0 | 1 | 0 | 141 | 1 | 141 | 141 | 0 | 0 | 0 | 0 |  | 0 | 1 | 1 | 1 | 1 | 0 | 0
XJ | Simutasi hydroelectric plant | conventional_hydroelectric | 2784 | 5 | 0 | 0 | 0 | 0 | 0 | 0 | 0 | 1 | 0 | 1 | 0 | 0 | 1 | 0 | 110 | 1 | 110 | 110 | 0 | 0 | 0 | 0 |  | 0 | 1 | 1 | 1 | 1 | 0 | 0
XJ | Tagake hydroelectric plant | conventional_hydroelectric | 2785 | 5 | 0 | 0 | 0 | 0 | 0 | 0 | 0 | 1 | 0 | 1 | 0 | 0 | 1 | 0 | 50 | 1 | 50 | 50 | 0 | 0 | 0 | 0 |  | 0 | 1 | 1 | 1 | 1 | 0 | 0
XJ | Taleidesai hydroelectric plant | conventional_hydroelectric | 2786 | 5 | 0 | 0 | 0 | 0 | 0 | 0 | 0 | 1 | 0 | 1 | 0 | 0 | 1 | 0 | 80 | 1 | 80 | 80 | 0 | 0 | 0 | 0 |  | 0 | 1 | 1 | 1 | 1 | 0 | 0
XJ | Tarileiga hydroelectric plant | conventional_hydroelectric | 2787 | 5 | 0 | 0 | 0 | 0 | 0 | 0 | 0 | 1 | 0 | 1 | 0 | 0 | 1 | 0 | 50 | 1 | 50 | 50 | 0 | 0 | 0 | 0 |  | 0 | 1 | 1 | 1 | 1 | 0 | 0
XJ | Tiemenguan hydroelectric plant | conventional_hydroelectric | 2788 | 5 | 0 | 0 | 0 | 0 | 0 | 0 | 0 | 1 | 0 | 1 | 0 | 0 | 1 | 0 | 43 | 1 | 43 | 43 | 0 | 0 | 0 | 0 |  | 0 | 1 | 1 | 1 | 1 | 0 | 0
XJ | Wenquan hydroelectric plant | conventional_hydroelectric | 2789 | 5 | 0 | 0 | 0 | 0 | 0 | 0 | 0 | 1 | 0 | 1 | 0 | 0 | 1 | 0 | 135 | 1 | 135 | 135 | 0 | 0 | 0 | 0 |  | 0 | 1 | 1 | 1 | 1 | 0 | 0
XJ | Wuluwati Dam hydroelectric plant | conventional_hydroelectric | 2790 | 5 | 0 | 0 | 0 | 0 | 0 | 0 | 0 | 1 | 0 | 1 | 0 | 0 | 1 | 0 | 60 | 1 | 60 | 60 | 0 | 0 | 0 | 0 |  | 0 | 1 | 1 | 1 | 1 | 0 | 0
XJ | Xiabandi hydroelectric plant | conventional_hydroelectric | 2791 | 5 | 0 | 0 | 0 | 0 | 0 | 0 | 0 | 1 | 0 | 1 | 0 | 0 | 1 | 0 | 150 | 1 | 150 | 150 | 0 | 0 | 0 | 0 |  | 0 | 1 | 1 | 1 | 1 | 0 | 0
XJ | Xiaoshankou hydroelectric plant | conventional_hydroelectric | 2792 | 5 | 0 | 0 | 0 | 0 | 0 | 0 | 0 | 1 | 0 | 1 | 0 | 0 | 1 | 0 | 50 | 1 | 50 | 50 | 0 | 0 | 0 | 0 |  | 0 | 1 | 1 | 1 | 1 | 0 | 0
XJ | Xiaoshankou Stage 2 hydroelectric plant | conventional_hydroelectric | 2793 | 5 | 0 | 0 | 0 | 0 | 0 | 0 | 0 | 1 | 0 | 1 | 0 | 0 | 1 | 0 | 50 | 1 | 50 | 50 | 0 | 0 | 0 | 0 |  | 0 | 1 | 1 | 1 | 1 | 0 | 0
XJ | Xiaoshankou Stage 3 hydroelectric plant | conventional_hydroelectric | 2794 | 5 | 0 | 0 | 0 | 0 | 0 | 0 | 0 | 1 | 0 | 1 | 0 | 0 | 1 | 0 | 50 | 1 | 50 | 50 | 0 | 0 | 0 | 0 |  | 0 | 1 | 1 | 1 | 1 | 0 | 0
XJ | Xiaoshixia hydroelectric plant | conventional_hydroelectric | 2795 | 5 | 0 | 0 | 0 | 0 | 0 | 0 | 0 | 1 | 0 | 1 | 0 | 0 | 1 | 0 | 138 | 1 | 138 | 138 | 0 | 0 | 0 | 0 |  | 0 | 1 | 1 | 1 | 1 | 0 | 0
XJ | Xinjiang Aksu Tumuxiuke hydroelectric plant | conventional_hydroelectric | 2796 | 5 | 0 | 0 | 0 | 0 | 0 | 0 | 0 | 1 | 0 | 1 | 0 | 0 | 1 | 0 | 48 | 1 | 48 | 48 | 0 | 0 | 0 | 0 |  | 0 | 1 | 1 | 1 | 1 | 0 | 0
XJ | Xinjiang Bulunkou - Kongur hydroelectric plant | conventional_hydroelectric | 2797 | 5 | 0 | 0 | 0 | 0 | 0 | 0 | 0 | 1 | 0 | 1 | 0 | 0 | 1 | 0 | 200 | 1 | 200 | 200 | 0 | 0 | 0 | 0 |  | 0 | 1 | 1 | 1 | 1 | 0 | 0
XJ | Yamadu hydroelectric plant | conventional_hydroelectric | 2798 | 5 | 0 | 0 | 0 | 0 | 0 | 0 | 0 | 1 | 0 | 1 | 0 | 0 | 1 | 0 | 132 | 1 | 132 | 132 | 0 | 0 | 0 | 0 |  | 0 | 1 | 1 | 1 | 1 | 0 | 0
XJ | Yili Tuohai hydroelectric plant | conventional_hydroelectric | 2799 | 5 | 0 | 0 | 0 | 0 | 0 | 0 | 0 | 1 | 0 | 1 | 0 | 0 | 1 | 0 | 50 | 1 | 50 | 50 | 0 | 0 | 0 | 0 |  | 0 | 1 | 1 | 1 | 1 | 0 | 0
XJ | Zangao hydroelectric plant | conventional_hydroelectric | 2800 | 5 | 0 | 0 | 0 | 0 | 0 | 0 | 0 | 1 | 0 | 1 | 0 | 0 | 1 | 0 | 180 | 1 | 180 | 180 | 0 | 0 | 0 | 0 |  | 0 | 1 | 1 | 1 | 1 | 0 | 0
XJ | Aksu Cogen power station Unit 1 | cogen_conventional_steam_coal | 2801 | 5 | 0 | 0 | 0 | 1 | 0 | 0 | 0 | 0 | 0 | 0 | 0 | 0 | 0 | 0 | 350 | 1 | 350 | 0 | 1.78 | 117 | 13.7 | 9.2499 | XJ_Coal | 0.6425 | 1 | 1 | 0.6 | 0.6 | 8 | 8
XJ | Aksu Cogen power station Unit 2 | cogen_conventional_steam_coal | 2802 | 5 | 0 | 0 | 0 | 1 | 0 | 0 | 0 | 0 | 0 | 0 | 0 | 0 | 0 | 0 | 350 | 1 | 350 | 0 | 1.78 | 117 | 13.7 | 9.2499 | XJ_Coal | 0.6425 | 1 | 1 | 0.6 | 0.6 | 8 | 8
XJ | Aksu Xuzhou cogen power station Unit 1 | cogen_conventional_steam_coal | 2803 | 5 | 0 | 0 | 0 | 1 | 0 | 0 | 0 | 0 | 0 | 0 | 0 | 0 | 0 | 0 | 200 | 1 | 200 | 0 | 1.78 | 117 | 13.7 | 11.3126 | XJ_Coal | 0.6425 | 1 | 1 | 0.6 | 0.6 | 8 | 8
XJ | Aksu Xuzhou cogen power station Unit 2 | cogen_conventional_steam_coal | 2804 | 5 | 0 | 0 | 0 | 1 | 0 | 0 | 0 | 0 | 0 | 0 | 0 | 0 | 0 | 0 | 200 | 1 | 200 | 0 | 1.78 | 117 | 13.7 | 11.3126 | XJ_Coal | 0.6425 | 1 | 1 | 0.6 | 0.6 | 8 | 8
XJ | Aral Xinhu Cogen power station Phase I Unit 1 | cogen_conventional_steam_coal | 2805 | 5 | 0 | 0 | 0 | 1 | 0 | 0 | 0 | 0 | 0 | 0 | 0 | 0 | 0 | 0 | 50 | 1 | 50 | 0 | 1.78 | 117 | 13.7 | 11.1865 | XJ_Coal | 0.6425 | 1 | 1 | 0.6 | 0.6 | 8 | 8
XJ | Aral Xinhu Cogen power station Phase I Unit 2 | cogen_conventional_steam_coal | 2806 | 5 | 0 | 0 | 0 | 1 | 0 | 0 | 0 | 0 | 0 | 0 | 0 | 0 | 0 | 0 | 50 | 1 | 50 | 0 | 1.78 | 117 | 13.7 | 11.1865 | XJ_Coal | 0.6425 | 1 | 1 | 0.6 | 0.6 | 8 | 8
XJ | Aral Xinhu Cogen power station Phase II Unit 3 | cogen_conventional_steam_coal | 2807 | 5 | 0 | 0 | 0 | 1 | 0 | 0 | 0 | 0 | 0 | 0 | 0 | 0 | 0 | 0 | 350 | 1 | 350 | 0 | 1.78 | 117 | 13.7 | 10.0908 | XJ_Coal | 0.6425 | 1 | 1 | 0.6 | 0.6 | 8 | 8
XJ | Aral Xinhu Cogen power station Phase II Unit 4 | cogen_conventional_steam_coal | 2808 | 5 | 0 | 0 | 0 | 1 | 0 | 0 | 0 | 0 | 0 | 0 | 0 | 0 | 0 | 0 | 350 | 1 | 350 | 0 | 1.78 | 117 | 13.7 | 10.0908 | XJ_Coal | 0.6425 | 1 | 1 | 0.6 | 0.6 | 8 | 8
XJ | Beitun Cogen power station Phase I Unit 1 | cogen_conventional_steam_coal | 2809 | 5 | 0 | 0 | 0 | 1 | 0 | 0 | 0 | 0 | 0 | 0 | 0 | 0 | 0 | 0 | 135 | 1 | 135 | 0 | 1.78 | 117 | 13.7 | 10.4424 | XJ_Coal | 0.6425 | 1 | 1 | 0.6 | 0.6 | 8 | 8
XJ | Beitun Cogen power station Phase I Unit 2 | cogen_conventional_steam_coal | 2810 | 5 | 0 | 0 | 0 | 1 | 0 | 0 | 0 | 0 | 0 | 0 | 0 | 0 | 0 | 0 | 135 | 1 | 135 | 0 | 1.78 | 117 | 13.7 | 10.4424 | XJ_Coal | 0.6425 | 1 | 1 | 0.6 | 0.6 | 8 | 8
XJ | Bole Cogen power station Unit 1 | cogen_conventional_steam_coal | 2811 | 5 | 0 | 0 | 0 | 1 | 0 | 0 | 0 | 0 | 0 | 0 | 0 | 0 | 0 | 0 | 150 | 1 | 150 | 0 | 1.78 | 117 | 13.7 | 10.0908 | XJ_Coal | 0.6425 | 1 | 1 | 0.6 | 0.6 | 8 | 8
XJ | Bole Cogen power station Unit 2 | cogen_conventional_steam_coal | 2812 | 5 | 0 | 0 | 0 | 1 | 0 | 0 | 0 | 0 | 0 | 0 | 0 | 0 | 0 | 0 | 150 | 1 | 150 | 0 | 1.78 | 117 | 13.7 | 10.0908 | XJ_Coal | 0.6425 | 1 | 1 | 0.6 | 0.6 | 8 | 8
XJ | Changji Fukang power station Phase I Unit 1 | cogen_conventional_steam_coal | 2813 | 5 | 0 | 0 | 0 | 1 | 0 | 0 | 0 | 0 | 0 | 0 | 0 | 0 | 0 | 0 | 135 | 1 | 135 | 0 | 1.78 | 117 | 13.7 | 11.3126 | XJ_Coal | 0.6425 | 1 | 1 | 0.6 | 0.6 | 8 | 8
XJ | Changji Fukang power station Phase I Unit 2 | cogen_conventional_steam_coal | 2814 | 5 | 0 | 0 | 0 | 1 | 0 | 0 | 0 | 0 | 0 | 0 | 0 | 0 | 0 | 0 | 135 | 1 | 135 | 0 | 1.78 | 117 | 13.7 | 11.3126 | XJ_Coal | 0.6425 | 1 | 1 | 0.6 | 0.6 | 8 | 8
XJ | Chuanning Biotechnology captive power station Unit 1 | cogen_conventional_steam_coal | 2815 | 5 | 0 | 0 | 0 | 1 | 0 | 0 | 0 | 0 | 0 | 0 | 0 | 0 | 0 | 0 | 135 | 1 | 135 | 0 | 1.78 | 117 | 13.7 | 11.1865 | XJ_Coal | 0.6425 | 1 | 1 | 0.6 | 0.6 | 8 | 8
XJ | Chuanning Biotechnology captive power station Unit 2 | cogen_conventional_steam_coal | 2816 | 5 | 0 | 0 | 0 | 1 | 0 | 0 | 0 | 0 | 0 | 0 | 0 | 0 | 0 | 0 | 135 | 1 | 135 | 0 | 1.78 | 117 | 13.7 | 11.1865 | XJ_Coal | 0.6425 | 1 | 1 | 0.6 | 0.6 | 8 | 8
XJ | Chuanning Biotechnology captive power station Unit 3 | cogen_conventional_steam_coal | 2817 | 5 | 0 | 0 | 0 | 1 | 0 | 0 | 0 | 0 | 0 | 0 | 0 | 0 | 0 | 0 | 55 | 1 | 55 | 0 | 1.78 | 117 | 13.7 | 11.1865 | XJ_Coal | 0.6425 | 1 | 1 | 0.6 | 0.6 | 8 | 8
XJ | Dananhu power station Phase I Unit 1 | cogen_conventional_steam_coal | 2818 | 5 | 0 | 0 | 0 | 1 | 0 | 0 | 0 | 0 | 0 | 0 | 0 | 0 | 0 | 0 | 660 | 1 | 660 | 0 | 1.78 | 117 | 13.7 | 9.2499 | XJ_Coal | 0.6425 | 1 | 1 | 0.6 | 0.6 | 8 | 8
XJ | Dananhu power station Phase I Unit 2 | cogen_conventional_steam_coal | 2819 | 5 | 0 | 0 | 0 | 1 | 0 | 0 | 0 | 0 | 0 | 0 | 0 | 0 | 0 | 0 | 660 | 1 | 660 | 0 | 1.78 | 117 | 13.7 | 9.2499 | XJ_Coal | 0.6425 | 1 | 1 | 0.6 | 0.6 | 8 | 8
XJ | Datang Hutubi power station Phase I Unit 1 | cogen_conventional_steam_coal | 2820 | 5 | 0 | 0 | 0 | 1 | 0 | 0 | 0 | 0 | 0 | 0 | 0 | 0 | 0 | 0 | 300 | 1 | 300 | 0 | 1.78 | 117 | 13.7 | 10.4424 | XJ_Coal | 0.6425 | 1 | 1 | 0.6 | 0.6 | 8 | 8
XJ | Datang Hutubi power station Phase I Unit 2 | cogen_conventional_steam_coal | 2821 | 5 | 0 | 0 | 0 | 1 | 0 | 0 | 0 | 0 | 0 | 0 | 0 | 0 | 0 | 0 | 300 | 1 | 300 | 0 | 1.78 | 117 | 13.7 | 10.4424 | XJ_Coal | 0.6425 | 1 | 1 | 0.6 | 0.6 | 8 | 8
XJ | Dongming Plastic power station Unit 1 | cogen_conventional_steam_coal | 2822 | 5 | 0 | 0 | 0 | 1 | 0 | 0 | 0 | 0 | 0 | 0 | 0 | 0 | 0 | 0 | 100 | 1 | 100 | 0 | 1.78 | 117 | 13.7 | 11.3126 | XJ_Coal | 0.6425 | 1 | 1 | 0.6 | 0.6 | 8 | 8
XJ | Dongming Plastic power station Unit 2 | cogen_conventional_steam_coal | 2823 | 5 | 0 | 0 | 0 | 1 | 0 | 0 | 0 | 0 | 0 | 0 | 0 | 0 | 0 | 0 | 100 | 1 | 100 | 0 | 1.78 | 117 | 13.7 | 11.3126 | XJ_Coal | 0.6425 | 1 | 1 | 0.6 | 0.6 | 8 | 8
XJ | Dushanzi Ethene power station Unit 3 | cogen_conventional_steam_coal | 2824 | 5 | 0 | 0 | 0 | 1 | 0 | 0 | 0 | 0 | 0 | 0 | 0 | 0 | 0 | 0 | 50 | 1 | 50 | 0 | 1.78 | 117 | 13.7 | 12.1828 | XJ_Coal | 0.6425 | 1 | 1 | 0.6 | 0.6 | 8 | 8
XJ | Dushanzi Ethene power station Unit 4 | cogen_conventional_steam_coal | 2825 | 5 | 0 | 0 | 0 | 1 | 0 | 0 | 0 | 0 | 0 | 0 | 0 | 0 | 0 | 0 | 50 | 1 | 50 | 0 | 1.78 | 117 | 13.7 | 11.3126 | XJ_Coal | 0.6425 | 1 | 1 | 0.6 | 0.6 | 8 | 8
XJ | Dushanzi Ethene power station Unit 5 | cogen_conventional_steam_coal | 2826 | 5 | 0 | 0 | 0 | 1 | 0 | 0 | 0 | 0 | 0 | 0 | 0 | 0 | 0 | 0 | 125 | 1 | 125 | 0 | 1.78 | 117 | 13.7 | 11.3126 | XJ_Coal | 0.6425 | 1 | 1 | 0.6 | 0.6 | 8 | 8
XJ | Dushanzi Ethene power station Unit 6 | cogen_conventional_steam_coal | 2827 | 5 | 0 | 0 | 0 | 1 | 0 | 0 | 0 | 0 | 0 | 0 | 0 | 0 | 0 | 0 | 125 | 1 | 125 | 0 | 1.78 | 117 | 13.7 | 11.3126 | XJ_Coal | 0.6425 | 1 | 1 | 0.6 | 0.6 | 8 | 8
XJ | Dushanzi Ethene power station Unit 7 | cogen_conventional_steam_coal | 2828 | 5 | 0 | 0 | 0 | 1 | 0 | 0 | 0 | 0 | 0 | 0 | 0 | 0 | 0 | 0 | 125 | 1 | 125 | 0 | 1.78 | 117 | 13.7 | 11.3126 | XJ_Coal | 0.6425 | 1 | 1 | 0.6 | 0.6 | 8 | 8
XJ | East Hope Metals Wucaiwan power station Unit 1 | cogen_conventional_steam_coal | 2829 | 5 | 0 | 0 | 0 | 1 | 0 | 0 | 0 | 0 | 0 | 0 | 0 | 0 | 0 | 0 | 350 | 1 | 350 | 0 | 1.78 | 117 | 13.7 | 10.4424 | XJ_Coal | 0.6425 | 1 | 1 | 0.6 | 0.6 | 8 | 8
XJ | East Hope Metals Wucaiwan power station Unit 10 | cogen_conventional_steam_coal | 2830 | 5 | 0 | 0 | 0 | 1 | 0 | 0 | 0 | 0 | 0 | 0 | 0 | 0 | 0 | 0 | 350 | 1 | 350 | 0 | 1.78 | 117 | 13.7 | 9.5722 | XJ_Coal | 0.6425 | 1 | 1 | 0.6 | 0.6 | 8 | 8
XJ | East Hope Metals Wucaiwan power station Unit 11 | cogen_conventional_steam_coal | 2831 | 5 | 0 | 0 | 0 | 1 | 0 | 0 | 0 | 0 | 0 | 0 | 0 | 0 | 0 | 0 | 350 | 1 | 350 | 0 | 1.78 | 117 | 13.7 | 9.5722 | XJ_Coal | 0.6425 | 1 | 1 | 0.6 | 0.6 | 8 | 8
XJ | East Hope Metals Wucaiwan power station Unit 12 | cogen_conventional_steam_coal | 2832 | 5 | 0 | 0 | 0 | 1 | 0 | 0 | 0 | 0 | 0 | 0 | 0 | 0 | 0 | 0 | 350 | 1 | 350 | 0 | 1.78 | 117 | 13.7 | 9.5722 | XJ_Coal | 0.6425 | 1 | 1 | 0.6 | 0.6 | 8 | 8
XJ | East Hope Metals Wucaiwan power station Unit 2 | cogen_conventional_steam_coal | 2833 | 5 | 0 | 0 | 0 | 1 | 0 | 0 | 0 | 0 | 0 | 0 | 0 | 0 | 0 | 0 | 350 | 1 | 350 | 0 | 1.78 | 117 | 13.7 | 10.4424 | XJ_Coal | 0.6425 | 1 | 1 | 0.6 | 0.6 | 8 | 8
XJ | East Hope Metals Wucaiwan power station Unit 3 | cogen_conventional_steam_coal | 2834 | 5 | 0 | 0 | 0 | 1 | 0 | 0 | 0 | 0 | 0 | 0 | 0 | 0 | 0 | 0 | 350 | 1 | 350 | 0 | 1.78 | 117 | 13.7 | 10.4424 | XJ_Coal | 0.6425 | 1 | 1 | 0.6 | 0.6 | 8 | 8
XJ | East Hope Metals Wucaiwan power station Unit 4 | cogen_conventional_steam_coal | 2835 | 5 | 0 | 0 | 0 | 1 | 0 | 0 | 0 | 0 | 0 | 0 | 0 | 0 | 0 | 0 | 350 | 1 | 350 | 0 | 1.78 | 117 | 13.7 | 10.4424 | XJ_Coal | 0.6425 | 1 | 1 | 0.6 | 0.6 | 8 | 8
XJ | East Hope Metals Wucaiwan power station Unit 5 | cogen_conventional_steam_coal | 2836 | 5 | 0 | 0 | 0 | 1 | 0 | 0 | 0 | 0 | 0 | 0 | 0 | 0 | 0 | 0 | 350 | 1 | 350 | 0 | 1.78 | 117 | 13.7 | 10.4424 | XJ_Coal | 0.6425 | 1 | 1 | 0.6 | 0.6 | 8 | 8
XJ | East Hope Metals Wucaiwan power station Unit 6 | cogen_conventional_steam_coal | 2837 | 5 | 0 | 0 | 0 | 1 | 0 | 0 | 0 | 0 | 0 | 0 | 0 | 0 | 0 | 0 | 350 | 1 | 350 | 0 | 1.78 | 117 | 13.7 | 10.4424 | XJ_Coal | 0.6425 | 1 | 1 | 0.6 | 0.6 | 8 | 8
XJ | East Hope Metals Wucaiwan power station Unit 7 | cogen_conventional_steam_coal | 2838 | 5 | 0 | 0 | 0 | 1 | 0 | 0 | 0 | 0 | 0 | 0 | 0 | 0 | 0 | 0 | 350 | 1 | 350 | 0 | 1.78 | 117 | 13.7 | 10.4424 | XJ_Coal | 0.6425 | 1 | 1 | 0.6 | 0.6 | 8 | 8
XJ | East Hope Metals Wucaiwan power station Unit 8 | cogen_conventional_steam_coal | 2839 | 5 | 0 | 0 | 0 | 1 | 0 | 0 | 0 | 0 | 0 | 0 | 0 | 0 | 0 | 0 | 350 | 1 | 350 | 0 | 1.78 | 117 | 13.7 | 9.5722 | XJ_Coal | 0.6425 | 1 | 1 | 0.6 | 0.6 | 8 | 8
XJ | East Hope Metals Wucaiwan power station Unit 9 | cogen_conventional_steam_coal | 2840 | 5 | 0 | 0 | 0 | 1 | 0 | 0 | 0 | 0 | 0 | 0 | 0 | 0 | 0 | 0 | 350 | 1 | 350 | 0 | 1.78 | 117 | 13.7 | 9.5722 | XJ_Coal | 0.6425 | 1 | 1 | 0.6 | 0.6 | 8 | 8
XJ | Ganquanbao TBEA power station Unit 1 | cogen_conventional_steam_coal | 2841 | 5 | 0 | 0 | 0 | 1 | 0 | 0 | 0 | 0 | 0 | 0 | 0 | 0 | 0 | 0 | 350 | 1 | 350 | 0 | 1.78 | 117 | 13.7 | 10.0908 | XJ_Coal | 0.6425 | 1 | 1 | 0.6 | 0.6 | 8 | 8
XJ | Ganquanbao TBEA power station Unit 2 | cogen_conventional_steam_coal | 2842 | 5 | 0 | 0 | 0 | 1 | 0 | 0 | 0 | 0 | 0 | 0 | 0 | 0 | 0 | 0 | 350 | 1 | 350 | 0 | 1.78 | 117 | 13.7 | 10.0908 | XJ_Coal | 0.6425 | 1 | 1 | 0.6 | 0.6 | 8 | 8
XJ | Guodian Dananhu power station Unit 1 | conventional_steam_coal | 2843 | 5 | 0 | 0 | 0 | 1 | 0 | 0 | 0 | 0 | 0 | 0 | 0 | 0 | 0 | 0 | 660 | 1 | 660 | 0 | 1.78 | 117 | 13.7 | 8.272 | XJ_Coal | 0.3875 | 1 | 1 | 0.6 | 0.6 | 8 | 8
XJ | Guodian Dananhu power station Unit 2 | conventional_steam_coal | 2844 | 5 | 0 | 0 | 0 | 1 | 0 | 0 | 0 | 0 | 0 | 0 | 0 | 0 | 0 | 0 | 660 | 1 | 660 | 0 | 1.78 | 117 | 13.7 | 8.272 | XJ_Coal | 0.3875 | 1 | 1 | 0.6 | 0.6 | 8 | 8
XJ | Guodian Kuqa power station Phase II Unit 3 | cogen_conventional_steam_coal | 2845 | 5 | 0 | 0 | 0 | 1 | 0 | 0 | 0 | 0 | 0 | 0 | 0 | 0 | 0 | 0 | 300 | 1 | 300 | 0 | 1.78 | 117 | 13.7 | 10.4424 | XJ_Coal | 0.6425 | 1 | 1 | 0.6 | 0.6 | 8 | 8
XJ | Guodian Kuqa power station Phase II Unit 4 | cogen_conventional_steam_coal | 2846 | 5 | 0 | 0 | 0 | 1 | 0 | 0 | 0 | 0 | 0 | 0 | 0 | 0 | 0 | 0 | 300 | 1 | 300 | 0 | 1.78 | 117 | 13.7 | 10.4424 | XJ_Coal | 0.6425 | 1 | 1 | 0.6 | 0.6 | 8 | 8
XJ | Guotai Xinhua Coal Chemical power station Unit 1 | cogen_conventional_steam_coal | 2847 | 5 | 0 | 0 | 0 | 1 | 0 | 0 | 0 | 0 | 0 | 0 | 0 | 0 | 0 | 0 | 350 | 1 | 350 | 0 | 1.78 | 117 | 13.7 | 9.2499 | XJ_Coal | 0.6425 | 1 | 1 | 0.6 | 0.6 | 8 | 8
XJ | Guotai Xinhua Coal Chemical power station Unit 2 | cogen_conventional_steam_coal | 2848 | 5 | 0 | 0 | 0 | 1 | 0 | 0 | 0 | 0 | 0 | 0 | 0 | 0 | 0 | 0 | 350 | 1 | 350 | 0 | 1.78 | 117 | 13.7 | 9.2499 | XJ_Coal | 0.6425 | 1 | 1 | 0.6 | 0.6 | 8 | 8
XJ | Hami-Chongqing UHV Transmission Line power station Unit 1 | conventional_steam_coal | 2849 | 5 | 0 | 0 | 0 | 1 | 0 | 0 | 0 | 0 | 0 | 0 | 0 | 0 | 0 | 0 | 1000 | 1 | 1000 | 0 | 1.78 | 117 | 13.7 | 8.272 | XJ_Coal | 0.3875 | 1 | 1 | 0.6 | 0.6 | 8 | 8
XJ | Hami-Chongqing UHV Transmission Line power station Unit 2 | conventional_steam_coal | 2850 | 5 | 0 | 0 | 0 | 1 | 0 | 0 | 0 | 0 | 0 | 0 | 0 | 0 | 0 | 0 | 1000 | 1 | 1000 | 0 | 1.78 | 117 | 13.7 | 8.272 | XJ_Coal | 0.3875 | 1 | 1 | 0.6 | 0.6 | 8 | 8
XJ | Hami-Chongqing UHV Transmission Line power station Unit 3 | conventional_steam_coal | 2851 | 5 | 0 | 0 | 0 | 1 | 0 | 0 | 0 | 0 | 0 | 0 | 0 | 0 | 0 | 0 | 1000 | 1 | 1000 | 0 | 1.78 | 117 | 13.7 | 8.272 | XJ_Coal | 0.3875 | 1 | 1 | 0.6 | 0.6 | 8 | 8
XJ | Hami-Chongqing UHV Transmission Line power station Unit 4 | conventional_steam_coal | 2852 | 5 | 0 | 0 | 0 | 1 | 0 | 0 | 0 | 0 | 0 | 0 | 0 | 0 | 0 | 0 | 1000 | 1 | 1000 | 0 | 1.78 | 117 | 13.7 | 8.272 | XJ_Coal | 0.3875 | 1 | 1 | 0.6 | 0.6 | 8 | 8
XJ | Hefeng power station Phase I Unit 1 | conventional_steam_coal | 2853 | 5 | 0 | 0 | 0 | 1 | 0 | 0 | 0 | 0 | 0 | 0 | 0 | 0 | 0 | 0 | 300 | 1 | 300 | 0 | 1.78 | 117 | 13.7 | 10.4424 | XJ_Coal | 0.3875 | 1 | 1 | 0.6 | 0.6 | 8 | 8
XJ | Hefeng power station Phase I Unit 2 | conventional_steam_coal | 2854 | 5 | 0 | 0 | 0 | 1 | 0 | 0 | 0 | 0 | 0 | 0 | 0 | 0 | 0 | 0 | 300 | 1 | 300 | 0 | 1.78 | 117 | 13.7 | 10.4424 | XJ_Coal | 0.3875 | 1 | 1 | 0.6 | 0.6 | 8 | 8
XJ | Henglian Wucaiwan power station Phase I Unit 1 | conventional_steam_coal | 2855 | 5 | 0 | 0 | 0 | 1 | 0 | 0 | 0 | 0 | 0 | 0 | 0 | 0 | 0 | 0 | 660 | 1 | 660 | 0 | 1.78 | 117 | 13.7 | 8.272 | XJ_Coal | 0.3875 | 1 | 1 | 0.6 | 0.6 | 8 | 8
XJ | Henglian Wucaiwan power station Phase I Unit 2 | conventional_steam_coal | 2856 | 5 | 0 | 0 | 0 | 1 | 0 | 0 | 0 | 0 | 0 | 0 | 0 | 0 | 0 | 0 | 660 | 1 | 660 | 0 | 1.78 | 117 | 13.7 | 8.272 | XJ_Coal | 0.3875 | 1 | 1 | 0.6 | 0.6 | 8 | 8
XJ | Hesheng Shanshan power station Unit 1 | cogen_conventional_steam_coal | 2857 | 5 | 0 | 0 | 0 | 1 | 0 | 0 | 0 | 0 | 0 | 0 | 0 | 0 | 0 | 0 | 350 | 1 | 350 | 0 | 1.78 | 117 | 13.7 | 9.2499 | XJ_Coal | 0.6425 | 1 | 1 | 0.6 | 0.6 | 8 | 8
XJ | Hesheng Shanshan power station Unit 2 | cogen_conventional_steam_coal | 2858 | 5 | 0 | 0 | 0 | 1 | 0 | 0 | 0 | 0 | 0 | 0 | 0 | 0 | 0 | 0 | 350 | 1 | 350 | 0 | 1.78 | 117 | 13.7 | 9.2499 | XJ_Coal | 0.6425 | 1 | 1 | 0.6 | 0.6 | 8 | 8
XJ | Hesheng Xinjiang Xibu power station Unit 1 | cogen_conventional_steam_coal | 2859 | 5 | 0 | 0 | 0 | 1 | 0 | 0 | 0 | 0 | 0 | 0 | 0 | 0 | 0 | 0 | 330 | 1 | 330 | 0 | 1.78 | 117 | 13.7 | 10.4424 | XJ_Coal | 0.6425 | 1 | 1 | 0.6 | 0.6 | 8 | 8
XJ | Hesheng Xinjiang Xibu power station Unit 2 | cogen_conventional_steam_coal | 2860 | 5 | 0 | 0 | 0 | 1 | 0 | 0 | 0 | 0 | 0 | 0 | 0 | 0 | 0 | 0 | 330 | 1 | 330 | 0 | 1.78 | 117 | 13.7 | 10.4424 | XJ_Coal | 0.6425 | 1 | 1 | 0.6 | 0.6 | 8 | 8
XJ | Hongyanchi-1 power station Expansion Phase I Unit 10 | cogen_conventional_steam_coal | 2861 | 5 | 0 | 0 | 0 | 1 | 0 | 0 | 0 | 0 | 0 | 0 | 0 | 0 | 0 | 0 | 330 | 1 | 330 | 0 | 1.78 | 117 | 13.7 | 10.4424 | XJ_Coal | 0.6425 | 1 | 1 | 0.6 | 0.6 | 8 | 8
XJ | Hongyanchi-1 power station Expansion Phase I Unit 11 | cogen_conventional_steam_coal | 2862 | 5 | 0 | 0 | 0 | 1 | 0 | 0 | 0 | 0 | 0 | 0 | 0 | 0 | 0 | 0 | 330 | 1 | 330 | 0 | 1.78 | 117 | 13.7 | 10.4424 | XJ_Coal | 0.6425 | 1 | 1 | 0.6 | 0.6 | 8 | 8
XJ | Hongyanchi-2 power station Phase I Unit 1 | cogen_conventional_steam_coal | 2863 | 5 | 0 | 0 | 0 | 1 | 0 | 0 | 0 | 0 | 0 | 0 | 0 | 0 | 0 | 0 | 200 | 1 | 200 | 0 | 1.78 | 117 | 13.7 | 12.1828 | XJ_Coal | 0.6425 | 1 | 1 | 0.6 | 0.6 | 8 | 8
XJ | Hongyanchi-2 power station Phase I Unit 2 | cogen_conventional_steam_coal | 2864 | 5 | 0 | 0 | 0 | 1 | 0 | 0 | 0 | 0 | 0 | 0 | 0 | 0 | 0 | 0 | 200 | 1 | 200 | 0 | 1.78 | 117 | 13.7 | 12.1828 | XJ_Coal | 0.6425 | 1 | 1 | 0.6 | 0.6 | 8 | 8
XJ | Hongyanchi-2 power station Phase I Unit 3 | cogen_conventional_steam_coal | 2865 | 5 | 0 | 0 | 0 | 1 | 0 | 0 | 0 | 0 | 0 | 0 | 0 | 0 | 0 | 0 | 200 | 1 | 200 | 0 | 1.78 | 117 | 13.7 | 12.1828 | XJ_Coal | 0.6425 | 1 | 1 | 0.6 | 0.6 | 8 | 8
XJ | Hongyanchi-2 power station Phase I Unit 4 | cogen_conventional_steam_coal | 2866 | 5 | 0 | 0 | 0 | 1 | 0 | 0 | 0 | 0 | 0 | 0 | 0 | 0 | 0 | 0 | 200 | 1 | 200 | 0 | 1.78 | 117 | 13.7 | 12.1828 | XJ_Coal | 0.6425 | 1 | 1 | 0.6 | 0.6 | 8 | 8
XJ | Hotan power station Unit 1 | cogen_conventional_steam_coal | 2867 | 5 | 0 | 0 | 0 | 1 | 0 | 0 | 0 | 0 | 0 | 0 | 0 | 0 | 0 | 0 | 350 | 1 | 350 | 0 | 1.78 | 117 | 13.7 | 9.4655 | XJ_Coal | 0.6425 | 1 | 1 | 0.6 | 0.6 | 8 | 8
XJ | Hotan power station Unit 2 | cogen_conventional_steam_coal | 2868 | 5 | 0 | 0 | 0 | 1 | 0 | 0 | 0 | 0 | 0 | 0 | 0 | 0 | 0 | 0 | 350 | 1 | 350 | 0 | 1.78 | 117 | 13.7 | 9.4655 | XJ_Coal | 0.6425 | 1 | 1 | 0.6 | 0.6 | 8 | 8
XJ | Huadian Changji power station Phase III Unit 5 | cogen_conventional_steam_coal | 2869 | 5 | 0 | 0 | 0 | 1 | 0 | 0 | 0 | 0 | 0 | 0 | 0 | 0 | 0 | 0 | 330 | 1 | 330 | 0 | 1.78 | 117 | 13.7 | 10.4424 | XJ_Coal | 0.6425 | 1 | 1 | 0.6 | 0.6 | 8 | 8
XJ | Huadian Changji power station Phase III Unit 6 | cogen_conventional_steam_coal | 2870 | 5 | 0 | 0 | 0 | 1 | 0 | 0 | 0 | 0 | 0 | 0 | 0 | 0 | 0 | 0 | 330 | 1 | 330 | 0 | 1.78 | 117 | 13.7 | 10.4424 | XJ_Coal | 0.6425 | 1 | 1 | 0.6 | 0.6 | 8 | 8
XJ | Huadian Gaochang Cogen power station Unit 1 | cogen_conventional_steam_coal | 2871 | 5 | 0 | 0 | 0 | 1 | 0 | 0 | 0 | 0 | 0 | 0 | 0 | 0 | 0 | 0 | 350 | 1 | 350 | 0 | 1.78 | 117 | 13.7 | 9.2499 | XJ_Coal | 0.6425 | 1 | 1 | 0.6 | 0.6 | 8 | 8
XJ | Huadian Gaochang Cogen power station Unit 2 | cogen_conventional_steam_coal | 2872 | 5 | 0 | 0 | 0 | 1 | 0 | 0 | 0 | 0 | 0 | 0 | 0 | 0 | 0 | 0 | 350 | 1 | 350 | 0 | 1.78 | 117 | 13.7 | 9.2499 | XJ_Coal | 0.6425 | 1 | 1 | 0.6 | 0.6 | 8 | 8
XJ | Huadian Hami power station Phase III Unit 5 | cogen_conventional_steam_coal | 2873 | 5 | 0 | 0 | 0 | 1 | 0 | 0 | 0 | 0 | 0 | 0 | 0 | 0 | 0 | 0 | 135 | 1 | 135 | 0 | 1.78 | 117 | 13.7 | 12.047 | XJ_Coal | 0.6425 | 1 | 1 | 0.6 | 0.6 | 8 | 8
XJ | Huadian Hami power station Phase III Unit 6 | cogen_conventional_steam_coal | 2874 | 5 | 0 | 0 | 0 | 1 | 0 | 0 | 0 | 0 | 0 | 0 | 0 | 0 | 0 | 0 | 135 | 1 | 135 | 0 | 1.78 | 117 | 13.7 | 12.047 | XJ_Coal | 0.6425 | 1 | 1 | 0.6 | 0.6 | 8 | 8
XJ | Huadian Hami power station Phase IV Unit 8 | cogen_conventional_steam_coal | 2875 | 5 | 0 | 0 | 0 | 1 | 0 | 0 | 0 | 0 | 0 | 0 | 0 | 0 | 0 | 0 | 350 | 1 | 350 | 0 | 1.78 | 117 | 13.7 | 9.2499 | XJ_Coal | 0.6425 | 1 | 1 | 0.6 | 0.6 | 8 | 8
XJ | Huadian Kashi power station Phase III Unit 5 | cogen_conventional_steam_coal | 2876 | 5 | 0 | 0 | 0 | 1 | 0 | 0 | 0 | 0 | 0 | 0 | 0 | 0 | 0 | 0 | 350 | 1 | 350 | 0 | 1.78 | 117 | 13.7 | 10.0908 | XJ_Coal | 0.6425 | 1 | 1 | 0.6 | 0.6 | 8 | 8
XJ | Huadian Kashi power station Phase III Unit 6 | cogen_conventional_steam_coal | 2877 | 5 | 0 | 0 | 0 | 1 | 0 | 0 | 0 | 0 | 0 | 0 | 0 | 0 | 0 | 0 | 350 | 1 | 350 | 0 | 1.78 | 117 | 13.7 | 10.0908 | XJ_Coal | 0.6425 | 1 | 1 | 0.6 | 0.6 | 8 | 8
XJ | Huadian Urumqi power station Unit 1 | cogen_conventional_steam_coal | 2878 | 5 | 0 | 0 | 0 | 1 | 0 | 0 | 0 | 0 | 0 | 0 | 0 | 0 | 0 | 0 | 330 | 1 | 330 | 0 | 1.78 | 117 | 13.7 | 10.4424 | XJ_Coal | 0.6425 | 1 | 1 | 0.6 | 0.6 | 8 | 8
XJ | Huadian Urumqi power station Unit 2 | cogen_conventional_steam_coal | 2879 | 5 | 0 | 0 | 0 | 1 | 0 | 0 | 0 | 0 | 0 | 0 | 0 | 0 | 0 | 0 | 330 | 1 | 330 | 0 | 1.78 | 117 | 13.7 | 10.4424 | XJ_Coal | 0.6425 | 1 | 1 | 0.6 | 0.6 | 8 | 8
XJ | Huadian Xiheishan power station Unit 1 | conventional_steam_coal | 2880 | 5 | 0 | 0 | 0 | 1 | 0 | 0 | 0 | 0 | 0 | 0 | 0 | 0 | 0 | 0 | 660 | 1 | 660 | 0 | 1.78 | 117 | 13.7 | 8.272 | XJ_Coal | 0.3875 | 1 | 1 | 0.6 | 0.6 | 8 | 8
XJ | Huadian Xiheishan power station Unit 2 | conventional_steam_coal | 2881 | 5 | 0 | 0 | 0 | 1 | 0 | 0 | 0 | 0 | 0 | 0 | 0 | 0 | 0 | 0 | 660 | 1 | 660 | 0 | 1.78 | 117 | 13.7 | 8.272 | XJ_Coal | 0.3875 | 1 | 1 | 0.6 | 0.6 | 8 | 8
XJ | Huaneng Luntai power station Unit 1 | cogen_conventional_steam_coal | 2882 | 5 | 0 | 0 | 0 | 1 | 0 | 0 | 0 | 0 | 0 | 0 | 0 | 0 | 0 | 0 | 350 | 1 | 350 | 0 | 1.78 | 117 | 13.7 | 9.2499 | XJ_Coal | 0.6425 | 1 | 1 | 0.6 | 0.6 | 8 | 8
XJ | Huaneng Luntai power station Unit 2 | cogen_conventional_steam_coal | 2883 | 5 | 0 | 0 | 0 | 1 | 0 | 0 | 0 | 0 | 0 | 0 | 0 | 0 | 0 | 0 | 350 | 1 | 350 | 0 | 1.78 | 117 | 13.7 | 9.2499 | XJ_Coal | 0.6425 | 1 | 1 | 0.6 | 0.6 | 8 | 8
XJ | Huawei Hetian power station Phase I Unit 1 | cogen_conventional_steam_coal | 2884 | 5 | 0 | 0 | 0 | 1 | 0 | 0 | 0 | 0 | 0 | 0 | 0 | 0 | 0 | 0 | 135 | 1 | 135 | 0 | 1.78 | 117 | 13.7 | 11.1865 | XJ_Coal | 0.6425 | 1 | 1 | 0.6 | 0.6 | 8 | 8
XJ | Huawei Hetian power station Phase I Unit 2 | cogen_conventional_steam_coal | 2885 | 5 | 0 | 0 | 0 | 1 | 0 | 0 | 0 | 0 | 0 | 0 | 0 | 0 | 0 | 0 | 135 | 1 | 135 | 0 | 1.78 | 117 | 13.7 | 11.1865 | XJ_Coal | 0.6425 | 1 | 1 | 0.6 | 0.6 | 8 | 8
XJ | Huayi Jinlong Cogen power station Unit 1 | cogen_conventional_steam_coal | 2886 | 5 | 0 | 0 | 0 | 1 | 0 | 0 | 0 | 0 | 0 | 0 | 0 | 0 | 0 | 0 | 100 | 1 | 100 | 0 | 1.78 | 117 | 13.7 | 10.326 | XJ_Coal | 0.6425 | 1 | 1 | 0.6 | 0.6 | 8 | 8
XJ | Huayi Jinlong Cogen power station Unit 2 | cogen_conventional_steam_coal | 2887 | 5 | 0 | 0 | 0 | 1 | 0 | 0 | 0 | 0 | 0 | 0 | 0 | 0 | 0 | 0 | 100 | 1 | 100 | 0 | 1.78 | 117 | 13.7 | 10.326 | XJ_Coal | 0.6425 | 1 | 1 | 0.6 | 0.6 | 8 | 8
XJ | Huyanghe Jinyan power station Unit 1 | cogen_conventional_steam_coal | 2888 | 5 | 0 | 0 | 0 | 1 | 0 | 0 | 0 | 0 | 0 | 0 | 0 | 0 | 0 | 0 | 160 | 1 | 160 | 0 | 1.78 | 117 | 13.7 | 10.326 | XJ_Coal | 0.6425 | 1 | 1 | 0.6 | 0.6 | 8 | 8
XJ | Ili Nangang cogen power station Unit 1 | cogen_conventional_steam_coal | 2889 | 5 | 0 | 0 | 0 | 1 | 0 | 0 | 0 | 0 | 0 | 0 | 0 | 0 | 0 | 0 | 135 | 1 | 135 | 0 | 1.78 | 117 | 13.7 | 11.3126 | XJ_Coal | 0.6425 | 1 | 1 | 0.6 | 0.6 | 8 | 8
XJ | Ili Nangang cogen power station Unit 2 | cogen_conventional_steam_coal | 2890 | 5 | 0 | 0 | 0 | 1 | 0 | 0 | 0 | 0 | 0 | 0 | 0 | 0 | 0 | 0 | 135 | 1 | 135 | 0 | 1.78 | 117 | 13.7 | 10.4424 | XJ_Coal | 0.6425 | 1 | 1 | 0.6 | 0.6 | 8 | 8
XJ | Ili Xintian Chemical power station Unit 1 | cogen_conventional_steam_coal | 2891 | 5 | 0 | 0 | 0 | 1 | 0 | 0 | 0 | 0 | 0 | 0 | 0 | 0 | 0 | 0 | 50 | 1 | 50 | 0 | 1.78 | 117 | 13.7 | 10.326 | XJ_Coal | 0.6425 | 1 | 1 | 0.6 | 0.6 | 8 | 8
XJ | Ili Xintian Chemical power station Unit 2 | cogen_conventional_steam_coal | 2892 | 5 | 0 | 0 | 0 | 1 | 0 | 0 | 0 | 0 | 0 | 0 | 0 | 0 | 0 | 0 | 50 | 1 | 50 | 0 | 1.78 | 117 | 13.7 | 10.326 | XJ_Coal | 0.6425 | 1 | 1 | 0.6 | 0.6 | 8 | 8
XJ | Ili Xintian Chemical power station Unit 3 | cogen_conventional_steam_coal | 2893 | 5 | 0 | 0 | 0 | 1 | 0 | 0 | 0 | 0 | 0 | 0 | 0 | 0 | 0 | 0 | 50 | 1 | 50 | 0 | 1.78 | 117 | 13.7 | 10.326 | XJ_Coal | 0.6425 | 1 | 1 | 0.6 | 0.6 | 8 | 8
XJ | Ili Xintian Chemical power station Unit 4 | cogen_conventional_steam_coal | 2894 | 5 | 0 | 0 | 0 | 1 | 0 | 0 | 0 | 0 | 0 | 0 | 0 | 0 | 0 | 0 | 50 | 1 | 50 | 0 | 1.78 | 117 | 13.7 | 10.326 | XJ_Coal | 0.6425 | 1 | 1 | 0.6 | 0.6 | 8 | 8
XJ | Jimsar Wucaiwan Beisan power station Phase I Unit 1 | conventional_steam_coal | 2895 | 5 | 0 | 0 | 0 | 1 | 0 | 0 | 0 | 0 | 0 | 0 | 0 | 0 | 0 | 0 | 660 | 1 | 660 | 0 | 1.78 | 117 | 13.7 | 8.272 | XJ_Coal | 0.3875 | 1 | 1 | 0.6 | 0.6 | 8 | 8
XJ | Jimsar Wucaiwan Beisan power station Phase I Unit 2 | conventional_steam_coal | 2896 | 5 | 0 | 0 | 0 | 1 | 0 | 0 | 0 | 0 | 0 | 0 | 0 | 0 | 0 | 0 | 660 | 1 | 660 | 0 | 1.78 | 117 | 13.7 | 8.272 | XJ_Coal | 0.3875 | 1 | 1 | 0.6 | 0.6 | 8 | 8
XJ | Jinchuan power station Unit 1 | cogen_conventional_steam_coal | 2897 | 5 | 0 | 0 | 0 | 1 | 0 | 0 | 0 | 0 | 0 | 0 | 0 | 0 | 0 | 0 | 135 | 1 | 135 | 0 | 1.78 | 117 | 13.7 | 10.326 | XJ_Coal | 0.6425 | 1 | 1 | 0.6 | 0.6 | 8 | 8
XJ | Jinchuan power station Unit 2 | cogen_conventional_steam_coal | 2898 | 5 | 0 | 0 | 0 | 1 | 0 | 0 | 0 | 0 | 0 | 0 | 0 | 0 | 0 | 0 | 135 | 1 | 135 | 0 | 1.78 | 117 | 13.7 | 10.326 | XJ_Coal | 0.6425 | 1 | 1 | 0.6 | 0.6 | 8 | 8
XJ | Jinhui Zhaofeng power station Phase I Unit 1 | conventional_steam_coal | 2899 | 5 | 0 | 0 | 0 | 1 | 0 | 0 | 0 | 0 | 0 | 0 | 0 | 0 | 0 | 0 | 350 | 1 | 350 | 0 | 1.78 | 117 | 13.7 | 9.2499 | XJ_Coal | 0.3875 | 1 | 1 | 0.6 | 0.6 | 8 | 8
XJ | Jinhui Zhaofeng power station Phase I Unit 2 | conventional_steam_coal | 2900 | 5 | 0 | 0 | 0 | 1 | 0 | 0 | 0 | 0 | 0 | 0 | 0 | 0 | 0 | 0 | 350 | 1 | 350 | 0 | 1.78 | 117 | 13.7 | 9.2499 | XJ_Coal | 0.3875 | 1 | 1 | 0.6 | 0.6 | 8 | 8
XJ | Karamay power station Phase I Unit 1 | cogen_conventional_steam_coal | 2901 | 5 | 0 | 0 | 0 | 1 | 0 | 0 | 0 | 0 | 0 | 0 | 0 | 0 | 0 | 0 | 350 | 1 | 350 | 0 | 1.78 | 117 | 13.7 | 10.0908 | XJ_Coal | 0.6425 | 1 | 1 | 0.6 | 0.6 | 8 | 8
XJ | Karamay power station Phase I Unit 2 | cogen_conventional_steam_coal | 2902 | 5 | 0 | 0 | 0 | 1 | 0 | 0 | 0 | 0 | 0 | 0 | 0 | 0 | 0 | 0 | 350 | 1 | 350 | 0 | 1.78 | 117 | 13.7 | 10.0908 | XJ_Coal | 0.6425 | 1 | 1 | 0.6 | 0.6 | 8 | 8
XJ | Khorgas Nangang Cogen power station Unit 1 | cogen_conventional_steam_coal | 2903 | 5 | 0 | 0 | 0 | 1 | 0 | 0 | 0 | 0 | 0 | 0 | 0 | 0 | 0 | 0 | 50 | 1 | 50 | 0 | 1.78 | 117 | 13.7 | 11.3126 | XJ_Coal | 0.6425 | 1 | 1 | 0.6 | 0.6 | 8 | 8
XJ | Khorgas Nangang Cogen power station Unit 2 | cogen_conventional_steam_coal | 2904 | 5 | 0 | 0 | 0 | 1 | 0 | 0 | 0 | 0 | 0 | 0 | 0 | 0 | 0 | 0 | 50 | 1 | 50 | 0 | 1.78 | 117 | 13.7 | 11.3126 | XJ_Coal | 0.6425 | 1 | 1 | 0.6 | 0.6 | 8 | 8
XJ | Kokdala Economic-Technology Development Zone cogen power station Phase I Unit 1 | cogen_conventional_steam_coal | 2905 | 5 | 0 | 0 | 0 | 1 | 0 | 0 | 0 | 0 | 0 | 0 | 0 | 0 | 0 | 0 | 50 | 1 | 50 | 0 | 1.78 | 117 | 13.7 | 10.4424 | XJ_Coal | 0.6425 | 1 | 1 | 0.6 | 0.6 | 8 | 8
XJ | Kuitun Jinjiang power station Unit 1 | cogen_conventional_steam_coal | 2906 | 5 | 0 | 0 | 0 | 1 | 0 | 0 | 0 | 0 | 0 | 0 | 0 | 0 | 0 | 0 | 135 | 1 | 135 | 0 | 1.78 | 117 | 13.7 | 11.3126 | XJ_Coal | 0.6425 | 1 | 1 | 0.6 | 0.6 | 8 | 8
XJ | Kuitun Jinjiang power station Unit 2 | cogen_conventional_steam_coal | 2907 | 5 | 0 | 0 | 0 | 1 | 0 | 0 | 0 | 0 | 0 | 0 | 0 | 0 | 0 | 0 | 135 | 1 | 135 | 0 | 1.78 | 117 | 13.7 | 11.3126 | XJ_Coal | 0.6425 | 1 | 1 | 0.6 | 0.6 | 8 | 8
XJ | Manas power station Phase II Unit 5 | cogen_conventional_steam_coal | 2908 | 5 | 0 | 0 | 0 | 1 | 0 | 0 | 0 | 0 | 0 | 0 | 0 | 0 | 0 | 0 | 110 | 1 | 110 | 0 | 1.78 | 117 | 13.7 | 12.6179 | XJ_Coal | 0.6425 | 1 | 1 | 0.6 | 0.6 | 8 | 8
XJ | Manas power station Phase II Unit 6 | cogen_conventional_steam_coal | 2909 | 5 | 0 | 0 | 0 | 1 | 0 | 0 | 0 | 0 | 0 | 0 | 0 | 0 | 0 | 0 | 110 | 1 | 110 | 0 | 1.78 | 117 | 13.7 | 12.6179 | XJ_Coal | 0.6425 | 1 | 1 | 0.6 | 0.6 | 8 | 8
XJ | Manas power station Phase III Unit 7 | cogen_conventional_steam_coal | 2910 | 5 | 0 | 0 | 0 | 1 | 0 | 0 | 0 | 0 | 0 | 0 | 0 | 0 | 0 | 0 | 300 | 1 | 300 | 0 | 1.78 | 117 | 13.7 | 10.4424 | XJ_Coal | 0.6425 | 1 | 1 | 0.6 | 0.6 | 8 | 8
XJ | Manas power station Phase III Unit 8 | cogen_conventional_steam_coal | 2911 | 5 | 0 | 0 | 0 | 1 | 0 | 0 | 0 | 0 | 0 | 0 | 0 | 0 | 0 | 0 | 300 | 1 | 300 | 0 | 1.78 | 117 | 13.7 | 10.4424 | XJ_Coal | 0.6425 | 1 | 1 | 0.6 | 0.6 | 8 | 8
XJ | Ruoqiang County Cogen power station Unit 1 | cogen_conventional_steam_coal | 2912 | 5 | 0 | 0 | 0 | 1 | 0 | 0 | 0 | 0 | 0 | 0 | 0 | 0 | 0 | 0 | 350 | 1 | 350 | 0 | 1.78 | 117 | 13.7 | 9.2499 | XJ_Coal | 0.6425 | 1 | 1 | 0.6 | 0.6 | 8 | 8
XJ | Ruoqiang County Cogen power station Unit 2 | cogen_conventional_steam_coal | 2913 | 5 | 0 | 0 | 0 | 1 | 0 | 0 | 0 | 0 | 0 | 0 | 0 | 0 | 0 | 0 | 350 | 1 | 350 | 0 | 1.78 | 117 | 13.7 | 9.2499 | XJ_Coal | 0.6425 | 1 | 1 | 0.6 | 0.6 | 8 | 8
XJ | Shenhua Guoneng Dajing power station Unit 1 | conventional_steam_coal | 2914 | 5 | 0 | 0 | 0 | 1 | 0 | 0 | 0 | 0 | 0 | 0 | 0 | 0 | 0 | 0 | 660 | 1 | 660 | 0 | 1.78 | 117 | 13.7 | 8.272 | XJ_Coal | 0.3875 | 1 | 1 | 0.6 | 0.6 | 8 | 8
XJ | Shenhua Guoneng Dajing power station Unit 2 | conventional_steam_coal | 2915 | 5 | 0 | 0 | 0 | 1 | 0 | 0 | 0 | 0 | 0 | 0 | 0 | 0 | 0 | 0 | 660 | 1 | 660 | 0 | 1.78 | 117 | 13.7 | 8.272 | XJ_Coal | 0.3875 | 1 | 1 | 0.6 | 0.6 | 8 | 8
XJ | Shenhua Guoneng Dananhu power station Phase I Unit 1 | cogen_conventional_steam_coal | 2916 | 5 | 0 | 0 | 0 | 1 | 0 | 0 | 0 | 0 | 0 | 0 | 0 | 0 | 0 | 0 | 300 | 1 | 300 | 0 | 1.78 | 117 | 13.7 | 10.4424 | XJ_Coal | 0.6425 | 1 | 1 | 0.6 | 0.6 | 8 | 8
XJ | Shenhua Guoneng Dananhu power station Phase I Unit 2 | cogen_conventional_steam_coal | 2917 | 5 | 0 | 0 | 0 | 1 | 0 | 0 | 0 | 0 | 0 | 0 | 0 | 0 | 0 | 0 | 300 | 1 | 300 | 0 | 1.78 | 117 | 13.7 | 10.4424 | XJ_Coal | 0.6425 | 1 | 1 | 0.6 | 0.6 | 8 | 8
XJ | Shenhua Guoneng Fukang power station Phase I Unit 1 | cogen_conventional_steam_coal | 2918 | 5 | 0 | 0 | 0 | 1 | 0 | 0 | 0 | 0 | 0 | 0 | 0 | 0 | 0 | 0 | 150 | 1 | 150 | 0 | 1.78 | 117 | 13.7 | 11.1865 | XJ_Coal | 0.6425 | 1 | 1 | 0.6 | 0.6 | 8 | 8
XJ | Shenhua Guoneng Fukang power station Phase I Unit 2 | cogen_conventional_steam_coal | 2919 | 5 | 0 | 0 | 0 | 1 | 0 | 0 | 0 | 0 | 0 | 0 | 0 | 0 | 0 | 0 | 150 | 1 | 150 | 0 | 1.78 | 117 | 13.7 | 11.1865 | XJ_Coal | 0.6425 | 1 | 1 | 0.6 | 0.6 | 8 | 8
XJ | Shenhua Guoneng Hami power station Unit 1 | conventional_steam_coal | 2920 | 5 | 0 | 0 | 0 | 1 | 0 | 0 | 0 | 0 | 0 | 0 | 0 | 0 | 0 | 0 | 660 | 1 | 660 | 0 | 1.78 | 117 | 13.7 | 9.2499 | XJ_Coal | 0.3875 | 1 | 1 | 0.6 | 0.6 | 8 | 8
XJ | Shenhua Guoneng Hami power station Unit 2 | conventional_steam_coal | 2921 | 5 | 0 | 0 | 0 | 1 | 0 | 0 | 0 | 0 | 0 | 0 | 0 | 0 | 0 | 0 | 660 | 1 | 660 | 0 | 1.78 | 117 | 13.7 | 9.2499 | XJ_Coal | 0.3875 | 1 | 1 | 0.6 | 0.6 | 8 | 8
XJ | Shenhua Guoneng Hami power station Unit 3 | conventional_steam_coal | 2922 | 5 | 0 | 0 | 0 | 1 | 0 | 0 | 0 | 0 | 0 | 0 | 0 | 0 | 0 | 0 | 660 | 1 | 660 | 0 | 1.78 | 117 | 13.7 | 9.0992 | XJ_Coal | 0.3875 | 1 | 1 | 0.6 | 0.6 | 8 | 8
XJ | Shenhua Guoneng Hami power station Unit 4 | conventional_steam_coal | 2923 | 5 | 0 | 0 | 0 | 1 | 0 | 0 | 0 | 0 | 0 | 0 | 0 | 0 | 0 | 0 | 660 | 1 | 660 | 0 | 1.78 | 117 | 13.7 | 9.0992 | XJ_Coal | 0.3875 | 1 | 1 | 0.6 | 0.6 | 8 | 8
XJ | Shenhua Yili power station (Xinjiang) Phase II Unit 1 | cogen_conventional_steam_coal | 2924 | 5 | 0 | 0 | 0 | 1 | 0 | 0 | 0 | 0 | 0 | 0 | 0 | 0 | 0 | 0 | 350 | 1 | 350 | 0 | 1.78 | 117 | 13.7 | 9.2499 | XJ_Coal | 0.6425 | 1 | 1 | 0.6 | 0.6 | 8 | 8
XJ | Shenhua Yili power station (Xinjiang) Phase II Unit 2 | cogen_conventional_steam_coal | 2925 | 5 | 0 | 0 | 0 | 1 | 0 | 0 | 0 | 0 | 0 | 0 | 0 | 0 | 0 | 0 | 350 | 1 | 350 | 0 | 1.78 | 117 | 13.7 | 9.2499 | XJ_Coal | 0.6425 | 1 | 1 | 0.6 | 0.6 | 8 | 8
XJ | Shenhua Zhundong Wucaiwan power station Phase I Unit 1 | cogen_conventional_steam_coal | 2926 | 5 | 0 | 0 | 0 | 1 | 0 | 0 | 0 | 0 | 0 | 0 | 0 | 0 | 0 | 0 | 350 | 1 | 350 | 0 | 1.78 | 117 | 13.7 | 10.0908 | XJ_Coal | 0.6425 | 1 | 1 | 0.6 | 0.6 | 8 | 8
XJ | Shenhua Zhundong Wucaiwan power station Phase I Unit 2 | cogen_conventional_steam_coal | 2927 | 5 | 0 | 0 | 0 | 1 | 0 | 0 | 0 | 0 | 0 | 0 | 0 | 0 | 0 | 0 | 350 | 1 | 350 | 0 | 1.78 | 117 | 13.7 | 10.0908 | XJ_Coal | 0.6425 | 1 | 1 | 0.6 | 0.6 | 8 | 8
XJ | Shenhua Zhundong Wucaiwan power station Phase II Unit 1 | conventional_steam_coal | 2928 | 5 | 0 | 0 | 0 | 1 | 0 | 0 | 0 | 0 | 0 | 0 | 0 | 0 | 0 | 0 | 660 | 1 | 660 | 0 | 1.78 | 117 | 13.7 | 8.272 | XJ_Coal | 0.3875 | 1 | 1 | 0.6 | 0.6 | 8 | 8
XJ | Shenhua Zhundong Wucaiwan power station Phase II Unit 2 | conventional_steam_coal | 2929 | 5 | 0 | 0 | 0 | 1 | 0 | 0 | 0 | 0 | 0 | 0 | 0 | 0 | 0 | 0 | 660 | 1 | 660 | 0 | 1.78 | 117 | 13.7 | 8.272 | XJ_Coal | 0.3875 | 1 | 1 | 0.6 | 0.6 | 8 | 8
XJ | Shenhuo Zhundong power station Unit 1 | conventional_steam_coal | 2930 | 5 | 0 | 0 | 0 | 1 | 0 | 0 | 0 | 0 | 0 | 0 | 0 | 0 | 0 | 0 | 350 | 1 | 350 | 0 | 1.78 | 117 | 13.7 | 10.0908 | XJ_Coal | 0.3875 | 1 | 1 | 0.6 | 0.6 | 8 | 8
XJ | Shenhuo Zhundong power station Unit 2 | conventional_steam_coal | 2931 | 5 | 0 | 0 | 0 | 1 | 0 | 0 | 0 | 0 | 0 | 0 | 0 | 0 | 0 | 0 | 350 | 1 | 350 | 0 | 1.78 | 117 | 13.7 | 10.0908 | XJ_Coal | 0.3875 | 1 | 1 | 0.6 | 0.6 | 8 | 8
XJ | Shenhuo Zhundong power station Unit 3 | conventional_steam_coal | 2932 | 5 | 0 | 0 | 0 | 1 | 0 | 0 | 0 | 0 | 0 | 0 | 0 | 0 | 0 | 0 | 350 | 1 | 350 | 0 | 1.78 | 117 | 13.7 | 10.0908 | XJ_Coal | 0.3875 | 1 | 1 | 0.6 | 0.6 | 8 | 8
XJ | Shenhuo Zhundong power station Unit 4 | conventional_steam_coal | 2933 | 5 | 0 | 0 | 0 | 1 | 0 | 0 | 0 | 0 | 0 | 0 | 0 | 0 | 0 | 0 | 350 | 1 | 350 | 0 | 1.78 | 117 | 13.7 | 10.0908 | XJ_Coal | 0.3875 | 1 | 1 | 0.6 | 0.6 | 8 | 8
XJ | Shenneng Korla power station Unit 1 | cogen_conventional_steam_coal | 2934 | 5 | 0 | 0 | 0 | 1 | 0 | 0 | 0 | 0 | 0 | 0 | 0 | 0 | 0 | 0 | 350 | 1 | 350 | 0 | 1.78 | 117 | 13.7 | 9.2499 | XJ_Coal | 0.6425 | 1 | 1 | 0.6 | 0.6 | 8 | 8
XJ | Shenneng Korla power station Unit 2 | cogen_conventional_steam_coal | 2935 | 5 | 0 | 0 | 0 | 1 | 0 | 0 | 0 | 0 | 0 | 0 | 0 | 0 | 0 | 0 | 350 | 1 | 350 | 0 | 1.78 | 117 | 13.7 | 9.2499 | XJ_Coal | 0.6425 | 1 | 1 | 0.6 | 0.6 | 8 | 8
XJ | Shihezi Tianhe power station Unit 1 | cogen_conventional_steam_coal | 2936 | 5 | 0 | 0 | 0 | 1 | 0 | 0 | 0 | 0 | 0 | 0 | 0 | 0 | 0 | 0 | 330 | 1 | 330 | 0 | 1.78 | 117 | 13.7 | 10.4424 | XJ_Coal | 0.6425 | 1 | 1 | 0.6 | 0.6 | 8 | 8
XJ | Shihezi Tianhe power station Unit 2 | cogen_conventional_steam_coal | 2937 | 5 | 0 | 0 | 0 | 1 | 0 | 0 | 0 | 0 | 0 | 0 | 0 | 0 | 0 | 0 | 330 | 1 | 330 | 0 | 1.78 | 117 | 13.7 | 10.4424 | XJ_Coal | 0.6425 | 1 | 1 | 0.6 | 0.6 | 8 | 8
XJ | Tianchi Changji cogen power station Unit 1 | cogen_conventional_steam_coal | 2938 | 5 | 0 | 0 | 0 | 1 | 0 | 0 | 0 | 0 | 0 | 0 | 0 | 0 | 0 | 0 | 350 | 1 | 350 | 0 | 1.78 | 117 | 13.7 | 9.2499 | XJ_Coal | 0.6425 | 1 | 1 | 0.6 | 0.6 | 8 | 8
XJ | Tianchi Changji cogen power station Unit 2 | cogen_conventional_steam_coal | 2939 | 5 | 0 | 0 | 0 | 1 | 0 | 0 | 0 | 0 | 0 | 0 | 0 | 0 | 0 | 0 | 350 | 1 | 350 | 0 | 1.78 | 117 | 13.7 | 9.2499 | XJ_Coal | 0.6425 | 1 | 1 | 0.6 | 0.6 | 8 | 8
XJ | Tianchi Changji cogen power station Unit 3 | cogen_conventional_steam_coal | 2940 | 5 | 0 | 0 | 0 | 1 | 0 | 0 | 0 | 0 | 0 | 0 | 0 | 0 | 0 | 0 | 660 | 1 | 660 | 0 | 1.78 | 117 | 13.7 | 8.272 | XJ_Coal | 0.6425 | 1 | 1 | 0.6 | 0.6 | 8 | 8
XJ | Tianchi Changji cogen power station Unit 4 | cogen_conventional_steam_coal | 2941 | 5 | 0 | 0 | 0 | 1 | 0 | 0 | 0 | 0 | 0 | 0 | 0 | 0 | 0 | 0 | 660 | 1 | 660 | 0 | 1.78 | 117 | 13.7 | 8.272 | XJ_Coal | 0.6425 | 1 | 1 | 0.6 | 0.6 | 8 | 8
XJ | Tianchi Energy Zhundong Wucaiwan power station Unit 1 | conventional_steam_coal | 2942 | 5 | 0 | 0 | 0 | 1 | 0 | 0 | 0 | 0 | 0 | 0 | 0 | 0 | 0 | 0 | 660 | 1 | 660 | 0 | 1.78 | 117 | 13.7 | 8.272 | XJ_Coal | 0.3875 | 1 | 1 | 0.6 | 0.6 | 8 | 8
XJ | Tianchi Energy Zhundong Wucaiwan power station Unit 2 | conventional_steam_coal | 2943 | 5 | 0 | 0 | 0 | 1 | 0 | 0 | 0 | 0 | 0 | 0 | 0 | 0 | 0 | 0 | 660 | 1 | 660 | 0 | 1.78 | 117 | 13.7 | 8.272 | XJ_Coal | 0.3875 | 1 | 1 | 0.6 | 0.6 | 8 | 8
XJ | Tianchi Energy Zhundong Wucaiwan power station Unit 3 | conventional_steam_coal | 2944 | 5 | 0 | 0 | 0 | 1 | 0 | 0 | 0 | 0 | 0 | 0 | 0 | 0 | 0 | 0 | 660 | 1 | 660 | 0 | 1.78 | 117 | 13.7 | 8.272 | XJ_Coal | 0.3875 | 1 | 1 | 0.6 | 0.6 | 8 | 8
XJ | Tianchi Energy Zhundong Wucaiwan power station Unit 4 | conventional_steam_coal | 2945 | 5 | 0 | 0 | 0 | 1 | 0 | 0 | 0 | 0 | 0 | 0 | 0 | 0 | 0 | 0 | 660 | 1 | 660 | 0 | 1.78 | 117 | 13.7 | 8.272 | XJ_Coal | 0.3875 | 1 | 1 | 0.6 | 0.6 | 8 | 8
XJ | Tianfu North power station Unit 1 | cogen_conventional_steam_coal | 2946 | 5 | 0 | 0 | 0 | 1 | 0 | 0 | 0 | 0 | 0 | 0 | 0 | 0 | 0 | 0 | 660 | 1 | 660 | 0 | 1.78 | 117 | 13.7 | 8.272 | XJ_Coal | 0.6425 | 1 | 1 | 0.6 | 0.6 | 8 | 8
XJ | Tianfu North power station Unit 2 | cogen_conventional_steam_coal | 2947 | 5 | 0 | 0 | 0 | 1 | 0 | 0 | 0 | 0 | 0 | 0 | 0 | 0 | 0 | 0 | 660 | 1 | 660 | 0 | 1.78 | 117 | 13.7 | 8.272 | XJ_Coal | 0.6425 | 1 | 1 | 0.6 | 0.6 | 8 | 8
XJ | Tianfu Shihutan cogen power station Unit 1 | cogen_conventional_steam_coal | 2948 | 5 | 0 | 0 | 0 | 1 | 0 | 0 | 0 | 0 | 0 | 0 | 0 | 0 | 0 | 0 | 50 | 1 | 50 | 0 | 1.78 | 117 | 13.7 | 11.1865 | XJ_Coal | 0.6425 | 1 | 1 | 0.6 | 0.6 | 8 | 8
XJ | Tianfu Shihutan cogen power station Unit 2 | cogen_conventional_steam_coal | 2949 | 5 | 0 | 0 | 0 | 1 | 0 | 0 | 0 | 0 | 0 | 0 | 0 | 0 | 0 | 0 | 50 | 1 | 50 | 0 | 1.78 | 117 | 13.7 | 11.1865 | XJ_Coal | 0.6425 | 1 | 1 | 0.6 | 0.6 | 8 | 8
XJ | Tianfu South power station Phase II Unit 3 | cogen_conventional_steam_coal | 2950 | 5 | 0 | 0 | 0 | 1 | 0 | 0 | 0 | 0 | 0 | 0 | 0 | 0 | 0 | 0 | 330 | 1 | 330 | 0 | 1.78 | 117 | 13.7 | 10.4424 | XJ_Coal | 0.6425 | 1 | 1 | 0.6 | 0.6 | 8 | 8
XJ | Tianfu South power station Phase II Unit 4 | cogen_conventional_steam_coal | 2951 | 5 | 0 | 0 | 0 | 1 | 0 | 0 | 0 | 0 | 0 | 0 | 0 | 0 | 0 | 0 | 330 | 1 | 330 | 0 | 1.78 | 117 | 13.7 | 10.4424 | XJ_Coal | 0.6425 | 1 | 1 | 0.6 | 0.6 | 8 | 8
XJ | Tianlong Mining Fukang Smelting power station Unit 5 | cogen_conventional_steam_coal | 2952 | 5 | 0 | 0 | 0 | 1 | 0 | 0 | 0 | 0 | 0 | 0 | 0 | 0 | 0 | 0 | 200 | 1 | 200 | 0 | 1.78 | 117 | 13.7 | 11.3126 | XJ_Coal | 0.6425 | 1 | 1 | 0.6 | 0.6 | 8 | 8
XJ | Tianlong Mining Fukang Smelting power station Unit 6 | cogen_conventional_steam_coal | 2953 | 5 | 0 | 0 | 0 | 1 | 0 | 0 | 0 | 0 | 0 | 0 | 0 | 0 | 0 | 0 | 200 | 1 | 200 | 0 | 1.78 | 117 | 13.7 | 11.3126 | XJ_Coal | 0.6425 | 1 | 1 | 0.6 | 0.6 | 8 | 8
XJ | Tianshan Qitai power station Unit 1 | cogen_conventional_steam_coal | 2954 | 5 | 0 | 0 | 0 | 1 | 0 | 0 | 0 | 0 | 0 | 0 | 0 | 0 | 0 | 0 | 350 | 1 | 350 | 0 | 1.78 | 117 | 13.7 | 9.2499 | XJ_Coal | 0.6425 | 1 | 1 | 0.6 | 0.6 | 8 | 8
XJ | Tianshan Qitai power station Unit 2 | cogen_conventional_steam_coal | 2955 | 5 | 0 | 0 | 0 | 1 | 0 | 0 | 0 | 0 | 0 | 0 | 0 | 0 | 0 | 0 | 350 | 1 | 350 | 0 | 1.78 | 117 | 13.7 | 9.2499 | XJ_Coal | 0.6425 | 1 | 1 | 0.6 | 0.6 | 8 | 8
XJ | Tianye power station Unit 11 | cogen_conventional_steam_coal | 2956 | 5 | 0 | 0 | 0 | 1 | 0 | 0 | 0 | 0 | 0 | 0 | 0 | 0 | 0 | 0 | 300 | 1 | 300 | 0 | 1.78 | 117 | 13.7 | 10.4424 | XJ_Coal | 0.6425 | 1 | 1 | 0.6 | 0.6 | 8 | 8
XJ | Tianye power station Unit 12 | cogen_conventional_steam_coal | 2957 | 5 | 0 | 0 | 0 | 1 | 0 | 0 | 0 | 0 | 0 | 0 | 0 | 0 | 0 | 0 | 300 | 1 | 300 | 0 | 1.78 | 117 | 13.7 | 10.4424 | XJ_Coal | 0.6425 | 1 | 1 | 0.6 | 0.6 | 8 | 8
XJ | Tianye power station Unit 13 | cogen_conventional_steam_coal | 2958 | 5 | 0 | 0 | 0 | 1 | 0 | 0 | 0 | 0 | 0 | 0 | 0 | 0 | 0 | 0 | 330 | 1 | 330 | 0 | 1.78 | 117 | 13.7 | 10.4424 | XJ_Coal | 0.6425 | 1 | 1 | 0.6 | 0.6 | 8 | 8
XJ | Tianye power station Unit 14 | cogen_conventional_steam_coal | 2959 | 5 | 0 | 0 | 0 | 1 | 0 | 0 | 0 | 0 | 0 | 0 | 0 | 0 | 0 | 0 | 330 | 1 | 330 | 0 | 1.78 | 117 | 13.7 | 10.4424 | XJ_Coal | 0.6425 | 1 | 1 | 0.6 | 0.6 | 8 | 8
XJ | Toksun Mahatma power station Phase I Unit 1 | cogen_conventional_steam_coal | 2960 | 5 | 0 | 0 | 0 | 1 | 0 | 0 | 0 | 0 | 0 | 0 | 0 | 0 | 0 | 0 | 300 | 1 | 300 | 0 | 1.78 | 117 | 13.7 | 10.4424 | XJ_Coal | 0.6425 | 1 | 1 | 0.6 | 0.6 | 8 | 8
XJ | Toksun Mahatma power station Phase I Unit 2 | cogen_conventional_steam_coal | 2961 | 5 | 0 | 0 | 0 | 1 | 0 | 0 | 0 | 0 | 0 | 0 | 0 | 0 | 0 | 0 | 300 | 1 | 300 | 0 | 1.78 | 117 | 13.7 | 10.4424 | XJ_Coal | 0.6425 | 1 | 1 | 0.6 | 0.6 | 8 | 8
XJ | Tumxuk power station Unit 1-1 | cogen_conventional_steam_coal | 2962 | 5 | 0 | 0 | 0 | 1 | 0 | 0 | 0 | 0 | 0 | 0 | 0 | 0 | 0 | 0 | 50 | 1 | 50 | 0 | 1.78 | 117 | 13.7 | 11.3126 | XJ_Coal | 0.6425 | 1 | 1 | 0.6 | 0.6 | 8 | 8
XJ | Tumxuk power station Unit 1-2 | cogen_conventional_steam_coal | 2963 | 5 | 0 | 0 | 0 | 1 | 0 | 0 | 0 | 0 | 0 | 0 | 0 | 0 | 0 | 0 | 50 | 1 | 50 | 0 | 1.78 | 117 | 13.7 | 11.3126 | XJ_Coal | 0.6425 | 1 | 1 | 0.6 | 0.6 | 8 | 8
XJ | Tumxuk power station Unit 2-1 | cogen_conventional_steam_coal | 2964 | 5 | 0 | 0 | 0 | 1 | 0 | 0 | 0 | 0 | 0 | 0 | 0 | 0 | 0 | 0 | 350 | 1 | 350 | 0 | 1.78 | 117 | 13.7 | 9.2499 | XJ_Coal | 0.6425 | 1 | 1 | 0.6 | 0.6 | 8 | 8
XJ | Tumxuk power station Unit 2-2 | cogen_conventional_steam_coal | 2965 | 5 | 0 | 0 | 0 | 1 | 0 | 0 | 0 | 0 | 0 | 0 | 0 | 0 | 0 | 0 | 350 | 1 | 350 | 0 | 1.78 | 117 | 13.7 | 9.2499 | XJ_Coal | 0.6425 | 1 | 1 | 0.6 | 0.6 | 8 | 8
XJ | Urumqi Petrochemical power station Unit 3 | cogen_conventional_steam_coal | 2966 | 5 | 0 | 0 | 0 | 1 | 0 | 0 | 0 | 0 | 0 | 0 | 0 | 0 | 0 | 0 | 100 | 1 | 100 | 0 | 1.78 | 117 | 13.7 | 12.1828 | XJ_Coal | 0.6425 | 1 | 1 | 0.6 | 0.6 | 8 | 8
XJ | Wanneng Jiangbu power station Unit 1 | conventional_steam_coal | 2967 | 5 | 0 | 0 | 0 | 1 | 0 | 0 | 0 | 0 | 0 | 0 | 0 | 0 | 0 | 0 | 660 | 1 | 660 | 0 | 1.78 | 117 | 13.7 | 8.272 | XJ_Coal | 0.3875 | 1 | 1 | 0.6 | 0.6 | 8 | 8
XJ | Wanneng Jiangbu power station Unit 2 | conventional_steam_coal | 2968 | 5 | 0 | 0 | 0 | 1 | 0 | 0 | 0 | 0 | 0 | 0 | 0 | 0 | 0 | 0 | 660 | 1 | 660 | 0 | 1.78 | 117 | 13.7 | 8.272 | XJ_Coal | 0.3875 | 1 | 1 | 0.6 | 0.6 | 8 | 8
XJ | Wucaiwan Bei'er power station Unit 1 | conventional_steam_coal | 2969 | 5 | 0 | 0 | 0 | 1 | 0 | 0 | 0 | 0 | 0 | 0 | 0 | 0 | 0 | 0 | 660 | 1 | 660 | 0 | 1.78 | 117 | 13.7 | 8.272 | XJ_Coal | 0.3875 | 1 | 1 | 0.6 | 0.6 | 8 | 8
XJ | Wucaiwan Bei'er power station Unit 2 | conventional_steam_coal | 2970 | 5 | 0 | 0 | 0 | 1 | 0 | 0 | 0 | 0 | 0 | 0 | 0 | 0 | 0 | 0 | 660 | 1 | 660 | 0 | 1.78 | 117 | 13.7 | 8.272 | XJ_Coal | 0.3875 | 1 | 1 | 0.6 | 0.6 | 8 | 8
XJ | Wucaiwan Bei'er power station Unit 3 | conventional_steam_coal | 2971 | 5 | 0 | 0 | 0 | 1 | 0 | 0 | 0 | 0 | 0 | 0 | 0 | 0 | 0 | 0 | 660 | 1 | 660 | 0 | 1.78 | 117 | 13.7 | 8.272 | XJ_Coal | 0.3875 | 1 | 1 | 0.6 | 0.6 | 8 | 8
XJ | Wucaiwan Bei'er power station Unit 4 | conventional_steam_coal | 2972 | 5 | 0 | 0 | 0 | 1 | 0 | 0 | 0 | 0 | 0 | 0 | 0 | 0 | 0 | 0 | 660 | 1 | 660 | 0 | 1.78 | 117 | 13.7 | 8.272 | XJ_Coal | 0.3875 | 1 | 1 | 0.6 | 0.6 | 8 | 8
XJ | Wujiaqu power station Phase I Unit 1 | conventional_steam_coal | 2973 | 5 | 0 | 0 | 0 | 1 | 0 | 0 | 0 | 0 | 0 | 0 | 0 | 0 | 0 | 0 | 360 | 1 | 360 | 0 | 1.78 | 117 | 13.7 | 10.0908 | XJ_Coal | 0.3875 | 1 | 1 | 0.6 | 0.6 | 8 | 8
XJ | Wujiaqu power station Phase I Unit 2 | conventional_steam_coal | 2974 | 5 | 0 | 0 | 0 | 1 | 0 | 0 | 0 | 0 | 0 | 0 | 0 | 0 | 0 | 0 | 360 | 1 | 360 | 0 | 1.78 | 117 | 13.7 | 10.0908 | XJ_Coal | 0.3875 | 1 | 1 | 0.6 | 0.6 | 8 | 8
XJ | Wujiaqu power station Phase I Unit 3 | conventional_steam_coal | 2975 | 5 | 0 | 0 | 0 | 1 | 0 | 0 | 0 | 0 | 0 | 0 | 0 | 0 | 0 | 0 | 360 | 1 | 360 | 0 | 1.78 | 117 | 13.7 | 10.0908 | XJ_Coal | 0.3875 | 1 | 1 | 0.6 | 0.6 | 8 | 8
XJ | Wujiaqu power station Phase I Unit 4 | conventional_steam_coal | 2976 | 5 | 0 | 0 | 0 | 1 | 0 | 0 | 0 | 0 | 0 | 0 | 0 | 0 | 0 | 0 | 360 | 1 | 360 | 0 | 1.78 | 117 | 13.7 | 10.0908 | XJ_Coal | 0.3875 | 1 | 1 | 0.6 | 0.6 | 8 | 8
XJ | Wujiaqu power station Phase II Unit 5 | conventional_steam_coal | 2977 | 5 | 0 | 0 | 0 | 1 | 0 | 0 | 0 | 0 | 0 | 0 | 0 | 0 | 0 | 0 | 1100 | 1 | 1100 | 0 | 1.78 | 117 | 13.7 | 9.0992 | XJ_Coal | 0.3875 | 1 | 1 | 0.6 | 0.6 | 8 | 8
XJ | Wujiaqu power station Phase II Unit 6 | conventional_steam_coal | 2978 | 5 | 0 | 0 | 0 | 1 | 0 | 0 | 0 | 0 | 0 | 0 | 0 | 0 | 0 | 0 | 1100 | 1 | 1100 | 0 | 1.78 | 117 | 13.7 | 9.0992 | XJ_Coal | 0.3875 | 1 | 1 | 0.6 | 0.6 | 8 | 8
XJ | Wusu power station Phase I Unit 1 | cogen_conventional_steam_coal | 2979 | 5 | 0 | 0 | 0 | 1 | 0 | 0 | 0 | 0 | 0 | 0 | 0 | 0 | 0 | 0 | 300 | 1 | 300 | 0 | 1.78 | 117 | 13.7 | 10.4424 | XJ_Coal | 0.6425 | 1 | 1 | 0.6 | 0.6 | 8 | 8
XJ | Wusu power station Phase I Unit 2 | cogen_conventional_steam_coal | 2980 | 5 | 0 | 0 | 0 | 1 | 0 | 0 | 0 | 0 | 0 | 0 | 0 | 0 | 0 | 0 | 300 | 1 | 300 | 0 | 1.78 | 117 | 13.7 | 10.4424 | XJ_Coal | 0.6425 | 1 | 1 | 0.6 | 0.6 | 8 | 8
XJ | Xinjiang Bingzhun Xinhong power station Unit 1 | conventional_steam_coal | 2981 | 5 | 0 | 0 | 0 | 1 | 0 | 0 | 0 | 0 | 0 | 0 | 0 | 0 | 0 | 0 | 600 | 1 | 600 | 0 | 1.78 | 117 | 13.7 | 8.272 | XJ_Coal | 0.3875 | 1 | 1 | 0.6 | 0.6 | 8 | 8
XJ | Xinjiang Bingzhun Xinhong power station Unit 2 | conventional_steam_coal | 2982 | 5 | 0 | 0 | 0 | 1 | 0 | 0 | 0 | 0 | 0 | 0 | 0 | 0 | 0 | 0 | 600 | 1 | 600 | 0 | 1.78 | 117 | 13.7 | 8.272 | XJ_Coal | 0.3875 | 1 | 1 | 0.6 | 0.6 | 8 | 8
XJ | Xinjiang Esmill Iron & Steel captive power station | cogen_conventional_steam_coal | 2983 | 5 | 0 | 0 | 0 | 1 | 0 | 0 | 0 | 0 | 0 | 0 | 0 | 0 | 0 | 0 | 30 | 1 | 30 | 0 | 1.78 | 117 | 13.7 | 11.3126 | XJ_Coal | 0.6425 | 1 | 1 | 0.6 | 0.6 | 8 | 8
XJ | Xinjiang Guanghui power station Unit 1 | cogen_conventional_steam_coal | 2984 | 5 | 0 | 0 | 0 | 1 | 0 | 0 | 0 | 0 | 0 | 0 | 0 | 0 | 0 | 0 | 60 | 1 | 60 | 0 | 1.78 | 117 | 13.7 | 11.3126 | XJ_Coal | 0.6425 | 1 | 1 | 0.6 | 0.6 | 8 | 8
XJ | Xinjiang Guanghui power station Unit 2 | cogen_conventional_steam_coal | 2985 | 5 | 0 | 0 | 0 | 1 | 0 | 0 | 0 | 0 | 0 | 0 | 0 | 0 | 0 | 0 | 60 | 1 | 60 | 0 | 1.78 | 117 | 13.7 | 11.3126 | XJ_Coal | 0.6425 | 1 | 1 | 0.6 | 0.6 | 8 | 8
XJ | Xinjiang Guoxin Qitai power station Unit 1 | conventional_steam_coal | 2986 | 5 | 0 | 0 | 0 | 1 | 0 | 0 | 0 | 0 | 0 | 0 | 0 | 0 | 0 | 0 | 660 | 1 | 660 | 0 | 1.78 | 117 | 13.7 | 8.409 | XJ_Coal | 0.3875 | 1 | 1 | 0.6 | 0.6 | 8 | 8
XJ | Xinjiang Guoxin Qitai power station Unit 2 | conventional_steam_coal | 2987 | 5 | 0 | 0 | 0 | 1 | 0 | 0 | 0 | 0 | 0 | 0 | 0 | 0 | 0 | 0 | 660 | 1 | 660 | 0 | 1.78 | 117 | 13.7 | 8.409 | XJ_Coal | 0.3875 | 1 | 1 | 0.6 | 0.6 | 8 | 8
XJ | Xinjiang Jiarun power station Unit 1 | conventional_steam_coal | 2988 | 5 | 0 | 0 | 0 | 1 | 0 | 0 | 0 | 0 | 0 | 0 | 0 | 0 | 0 | 0 | 350 | 1 | 350 | 0 | 1.78 | 117 | 13.7 | 10.4424 | XJ_Coal | 0.3875 | 1 | 1 | 0.6 | 0.6 | 8 | 8
XJ | Xinjiang Jiarun power station Unit 2 | conventional_steam_coal | 2989 | 5 | 0 | 0 | 0 | 1 | 0 | 0 | 0 | 0 | 0 | 0 | 0 | 0 | 0 | 0 | 350 | 1 | 350 | 0 | 1.78 | 117 | 13.7 | 10.4424 | XJ_Coal | 0.3875 | 1 | 1 | 0.6 | 0.6 | 8 | 8
XJ | Xinjiang Jiarun power station Unit 3 | conventional_steam_coal | 2990 | 5 | 0 | 0 | 0 | 1 | 0 | 0 | 0 | 0 | 0 | 0 | 0 | 0 | 0 | 0 | 350 | 1 | 350 | 0 | 1.78 | 117 | 13.7 | 10.0908 | XJ_Coal | 0.3875 | 1 | 1 | 0.6 | 0.6 | 8 | 8
XJ | Xinjiang Jiarun power station Unit 4 | conventional_steam_coal | 2991 | 5 | 0 | 0 | 0 | 1 | 0 | 0 | 0 | 0 | 0 | 0 | 0 | 0 | 0 | 0 | 350 | 1 | 350 | 0 | 1.78 | 117 | 13.7 | 10.0908 | XJ_Coal | 0.3875 | 1 | 1 | 0.6 | 0.6 | 8 | 8
XJ | Xinjiang Jinlong Shenwu power station Unit 1 | conventional_steam_coal | 2992 | 5 | 0 | 0 | 0 | 1 | 0 | 0 | 0 | 0 | 0 | 0 | 0 | 0 | 0 | 0 | 350 | 1 | 350 | 0 | 1.78 | 117 | 13.7 | 9.2499 | XJ_Coal | 0.3875 | 1 | 1 | 0.6 | 0.6 | 8 | 8
XJ | Xinjiang Jinlong Shenwu power station Unit 2 | conventional_steam_coal | 2993 | 5 | 0 | 0 | 0 | 1 | 0 | 0 | 0 | 0 | 0 | 0 | 0 | 0 | 0 | 0 | 350 | 1 | 350 | 0 | 1.78 | 117 | 13.7 | 9.2499 | XJ_Coal | 0.3875 | 1 | 1 | 0.6 | 0.6 | 8 | 8
XJ | Xinjiang Joinworld power station Unit 5 | cogen_conventional_steam_coal | 2994 | 5 | 0 | 0 | 0 | 1 | 0 | 0 | 0 | 0 | 0 | 0 | 0 | 0 | 0 | 0 | 150 | 1 | 150 | 0 | 1.78 | 117 | 13.7 | 11.1865 | XJ_Coal | 0.6425 | 1 | 1 | 0.6 | 0.6 | 8 | 8
XJ | Xinjiang Joinworld power station Unit 6 | cogen_conventional_steam_coal | 2995 | 5 | 0 | 0 | 0 | 1 | 0 | 0 | 0 | 0 | 0 | 0 | 0 | 0 | 0 | 0 | 150 | 1 | 150 | 0 | 1.78 | 117 | 13.7 | 11.1865 | XJ_Coal | 0.6425 | 1 | 1 | 0.6 | 0.6 | 8 | 8
XJ | Xinjiang Kingho captive power station Unit 1 | cogen_conventional_steam_coal | 2996 | 5 | 0 | 0 | 0 | 1 | 0 | 0 | 0 | 0 | 0 | 0 | 0 | 0 | 0 | 0 | 60 | 1 | 60 | 0 | 1.78 | 117 | 13.7 | 11.1865 | XJ_Coal | 0.6425 | 1 | 1 | 0.6 | 0.6 | 8 | 8
XJ | Xinjiang Midong power station Unit 1 | cogen_conventional_steam_coal | 2997 | 5 | 0 | 0 | 0 | 1 | 0 | 0 | 0 | 0 | 0 | 0 | 0 | 0 | 0 | 0 | 300 | 1 | 300 | 0 | 1.78 | 117 | 13.7 | 10.4424 | XJ_Coal | 0.6425 | 1 | 1 | 0.6 | 0.6 | 8 | 8
XJ | Xinjiang Midong power station Unit 2 | cogen_conventional_steam_coal | 2998 | 5 | 0 | 0 | 0 | 1 | 0 | 0 | 0 | 0 | 0 | 0 | 0 | 0 | 0 | 0 | 300 | 1 | 300 | 0 | 1.78 | 117 | 13.7 | 10.4424 | XJ_Coal | 0.6425 | 1 | 1 | 0.6 | 0.6 | 8 | 8
XJ | Xinjiang Qiya Smelter power station Phase I Unit 1 | conventional_steam_coal | 2999 | 5 | 0 | 0 | 0 | 1 | 0 | 0 | 0 | 0 | 0 | 0 | 0 | 0 | 0 | 0 | 360 | 1 | 360 | 0 | 1.78 | 117 | 13.7 | 10.0908 | XJ_Coal | 0.3875 | 1 | 1 | 0.6 | 0.6 | 8 | 8
XJ | Xinjiang Qiya Smelter power station Phase I Unit 2 | conventional_steam_coal | 3000 | 5 | 0 | 0 | 0 | 1 | 0 | 0 | 0 | 0 | 0 | 0 | 0 | 0 | 0 | 0 | 360 | 1 | 360 | 0 | 1.78 | 117 | 13.7 | 10.0908 | XJ_Coal | 0.3875 | 1 | 1 | 0.6 | 0.6 | 8 | 8
XJ | Xinjiang Qiya Smelter power station Phase I Unit 3 | conventional_steam_coal | 3001 | 5 | 0 | 0 | 0 | 1 | 0 | 0 | 0 | 0 | 0 | 0 | 0 | 0 | 0 | 0 | 360 | 1 | 360 | 0 | 1.78 | 117 | 13.7 | 10.0908 | XJ_Coal | 0.3875 | 1 | 1 | 0.6 | 0.6 | 8 | 8
XJ | Xinjiang Qiya Smelter power station Phase I Unit 4 | conventional_steam_coal | 3002 | 5 | 0 | 0 | 0 | 1 | 0 | 0 | 0 | 0 | 0 | 0 | 0 | 0 | 0 | 0 | 360 | 1 | 360 | 0 | 1.78 | 117 | 13.7 | 10.0908 | XJ_Coal | 0.3875 | 1 | 1 | 0.6 | 0.6 | 8 | 8
XJ | Xinjiang Qiya Smelter power station Phase II Unit 5 | conventional_steam_coal | 3003 | 5 | 0 | 0 | 0 | 1 | 0 | 0 | 0 | 0 | 0 | 0 | 0 | 0 | 0 | 0 | 360 | 1 | 360 | 0 | 1.78 | 117 | 13.7 | 10.0908 | XJ_Coal | 0.3875 | 1 | 1 | 0.6 | 0.6 | 8 | 8
XJ | Xinjiang Qiya Smelter power station Phase II Unit 6 | conventional_steam_coal | 3004 | 5 | 0 | 0 | 0 | 1 | 0 | 0 | 0 | 0 | 0 | 0 | 0 | 0 | 0 | 0 | 360 | 1 | 360 | 0 | 1.78 | 117 | 13.7 | 10.0908 | XJ_Coal | 0.3875 | 1 | 1 | 0.6 | 0.6 | 8 | 8
XJ | Xinjiang Zhongtai Fukang power station Phase I Unit 1 | cogen_conventional_steam_coal | 3005 | 5 | 0 | 0 | 0 | 1 | 0 | 0 | 0 | 0 | 0 | 0 | 0 | 0 | 0 | 0 | 150 | 1 | 150 | 0 | 1.78 | 117 | 13.7 | 11.3126 | XJ_Coal | 0.6425 | 1 | 1 | 0.6 | 0.6 | 8 | 8
XJ | Xinjiang Zhongtai Fukang power station Phase I Unit 2 | cogen_conventional_steam_coal | 3006 | 5 | 0 | 0 | 0 | 1 | 0 | 0 | 0 | 0 | 0 | 0 | 0 | 0 | 0 | 0 | 150 | 1 | 150 | 0 | 1.78 | 117 | 13.7 | 11.3126 | XJ_Coal | 0.6425 | 1 | 1 | 0.6 | 0.6 | 8 | 8
XJ | Xinjiang Zhongtai Fukang power station Unit 3 | cogen_conventional_steam_coal | 3007 | 5 | 0 | 0 | 0 | 1 | 0 | 0 | 0 | 0 | 0 | 0 | 0 | 0 | 0 | 0 | 150 | 1 | 150 | 0 | 1.78 | 117 | 13.7 | 11.1865 | XJ_Coal | 0.6425 | 1 | 1 | 0.6 | 0.6 | 8 | 8
XJ | Xinjiang Zhongtai Fukang power station Unit 4 | cogen_conventional_steam_coal | 3008 | 5 | 0 | 0 | 0 | 1 | 0 | 0 | 0 | 0 | 0 | 0 | 0 | 0 | 0 | 0 | 150 | 1 | 150 | 0 | 1.78 | 117 | 13.7 | 11.1865 | XJ_Coal | 0.6425 | 1 | 1 | 0.6 | 0.6 | 8 | 8
XJ | Xinjiang Zhongtai Fukang power station Unit 5 | cogen_conventional_steam_coal | 3009 | 5 | 0 | 0 | 0 | 1 | 0 | 0 | 0 | 0 | 0 | 0 | 0 | 0 | 0 | 0 | 150 | 1 | 150 | 0 | 1.78 | 117 | 13.7 | 11.1865 | XJ_Coal | 0.6425 | 1 | 1 | 0.6 | 0.6 | 8 | 8
XJ | Xinjiang Zhongtai Fukang power station Unit 6 | cogen_conventional_steam_coal | 3010 | 5 | 0 | 0 | 0 | 1 | 0 | 0 | 0 | 0 | 0 | 0 | 0 | 0 | 0 | 0 | 150 | 1 | 150 | 0 | 1.78 | 117 | 13.7 | 11.3126 | XJ_Coal | 0.6425 | 1 | 1 | 0.6 | 0.6 | 8 | 8
XJ | Xinjiang Zhongtai Huatai power station Unit 1 | cogen_conventional_steam_coal | 3011 | 5 | 0 | 0 | 0 | 1 | 0 | 0 | 0 | 0 | 0 | 0 | 0 | 0 | 0 | 0 | 150 | 1 | 150 | 0 | 1.78 | 117 | 13.7 | 11.3126 | XJ_Coal | 0.6425 | 1 | 1 | 0.6 | 0.6 | 8 | 8
XJ | Xinjiang Zhongtai Huatai power station Unit 2 | cogen_conventional_steam_coal | 3012 | 5 | 0 | 0 | 0 | 1 | 0 | 0 | 0 | 0 | 0 | 0 | 0 | 0 | 0 | 0 | 150 | 1 | 150 | 0 | 1.78 | 117 | 13.7 | 11.3126 | XJ_Coal | 0.6425 | 1 | 1 | 0.6 | 0.6 | 8 | 8
XJ | Xinyou Qitai power station Phase I Unit 1 | conventional_steam_coal | 3013 | 5 | 0 | 0 | 0 | 1 | 0 | 0 | 0 | 0 | 0 | 0 | 0 | 0 | 0 | 0 | 660 | 1 | 660 | 0 | 1.78 | 117 | 13.7 | 8.409 | XJ_Coal | 0.3875 | 1 | 1 | 0.6 | 0.6 | 8 | 8
XJ | Xinyou Qitai power station Phase I Unit 2 | conventional_steam_coal | 3014 | 5 | 0 | 0 | 0 | 1 | 0 | 0 | 0 | 0 | 0 | 0 | 0 | 0 | 0 | 0 | 660 | 1 | 660 | 0 | 1.78 | 117 | 13.7 | 8.409 | XJ_Coal | 0.3875 | 1 | 1 | 0.6 | 0.6 | 8 | 8
XJ | XPCC Hongxing power station Unit 1 | conventional_steam_coal | 3015 | 5 | 0 | 0 | 0 | 1 | 0 | 0 | 0 | 0 | 0 | 0 | 0 | 0 | 0 | 0 | 660 | 1 | 660 | 0 | 1.78 | 117 | 13.7 | 8.272 | XJ_Coal | 0.3875 | 1 | 1 | 0.6 | 0.6 | 8 | 8
XJ | XPCC Hongxing power station Unit 2 | conventional_steam_coal | 3016 | 5 | 0 | 0 | 0 | 1 | 0 | 0 | 0 | 0 | 0 | 0 | 0 | 0 | 0 | 0 | 660 | 1 | 660 | 0 | 1.78 | 117 | 13.7 | 8.272 | XJ_Coal | 0.3875 | 1 | 1 | 0.6 | 0.6 | 8 | 8
XJ | XPCC Shihezi Cogen power station Phase I Unit 1 | cogen_conventional_steam_coal | 3017 | 5 | 0 | 0 | 0 | 1 | 0 | 0 | 0 | 0 | 0 | 0 | 0 | 0 | 0 | 0 | 350 | 1 | 350 | 0 | 1.78 | 117 | 13.7 | 10.4424 | XJ_Coal | 0.6425 | 1 | 1 | 0.6 | 0.6 | 8 | 8
XJ | XPCC Shihezi Cogen power station Phase I Unit 2 | cogen_conventional_steam_coal | 3018 | 5 | 0 | 0 | 0 | 1 | 0 | 0 | 0 | 0 | 0 | 0 | 0 | 0 | 0 | 0 | 350 | 1 | 350 | 0 | 1.78 | 117 | 13.7 | 10.4424 | XJ_Coal | 0.6425 | 1 | 1 | 0.6 | 0.6 | 8 | 8
XJ | XPCC Shihezi Cogen power station Phase I Unit 3 | cogen_conventional_steam_coal | 3019 | 5 | 0 | 0 | 0 | 1 | 0 | 0 | 0 | 0 | 0 | 0 | 0 | 0 | 0 | 0 | 350 | 1 | 350 | 0 | 1.78 | 117 | 13.7 | 10.4424 | XJ_Coal | 0.6425 | 1 | 1 | 0.6 | 0.6 | 8 | 8
XJ | XPCC Shihezi Cogen power station Phase I Unit 4 | cogen_conventional_steam_coal | 3020 | 5 | 0 | 0 | 0 | 1 | 0 | 0 | 0 | 0 | 0 | 0 | 0 | 0 | 0 | 0 | 350 | 1 | 350 | 0 | 1.78 | 117 | 13.7 | 10.4424 | XJ_Coal | 0.6425 | 1 | 1 | 0.6 | 0.6 | 8 | 8
XJ | XPCC Shihezi Cogen power station Phase II Unit 10 | cogen_conventional_steam_coal | 3021 | 5 | 0 | 0 | 0 | 1 | 0 | 0 | 0 | 0 | 0 | 0 | 0 | 0 | 0 | 0 | 360 | 1 | 360 | 0 | 1.78 | 117 | 13.7 | 9.2499 | XJ_Coal | 0.6425 | 1 | 1 | 0.6 | 0.6 | 8 | 8
XJ | XPCC Shihezi Cogen power station Phase II Unit 9 | cogen_conventional_steam_coal | 3022 | 5 | 0 | 0 | 0 | 1 | 0 | 0 | 0 | 0 | 0 | 0 | 0 | 0 | 0 | 0 | 360 | 1 | 360 | 0 | 1.78 | 117 | 13.7 | 9.2499 | XJ_Coal | 0.6425 | 1 | 1 | 0.6 | 0.6 | 8 | 8
XJ | Yihua Wucaiwan power station Unit 1 | cogen_conventional_steam_coal | 3023 | 5 | 0 | 0 | 0 | 1 | 0 | 0 | 0 | 0 | 0 | 0 | 0 | 0 | 0 | 0 | 330 | 1 | 330 | 0 | 1.78 | 117 | 13.7 | 10.4424 | XJ_Coal | 0.6425 | 1 | 1 | 0.6 | 0.6 | 8 | 8
XJ | Yihua Wucaiwan power station Unit 2 | cogen_conventional_steam_coal | 3024 | 5 | 0 | 0 | 0 | 1 | 0 | 0 | 0 | 0 | 0 | 0 | 0 | 0 | 0 | 0 | 330 | 1 | 330 | 0 | 1.78 | 117 | 13.7 | 10.4424 | XJ_Coal | 0.6425 | 1 | 1 | 0.6 | 0.6 | 8 | 8
XJ | Yili Yining cogen power station Phase I Unit 1-1 | cogen_conventional_steam_coal | 3025 | 5 | 0 | 0 | 0 | 1 | 0 | 0 | 0 | 0 | 0 | 0 | 0 | 0 | 0 | 0 | 330 | 1 | 330 | 0 | 1.78 | 117 | 13.7 | 10.4424 | XJ_Coal | 0.6425 | 1 | 1 | 0.6 | 0.6 | 8 | 8
XJ | Yili Yining cogen power station Phase I Unit 1-2 | cogen_conventional_steam_coal | 3026 | 5 | 0 | 0 | 0 | 1 | 0 | 0 | 0 | 0 | 0 | 0 | 0 | 0 | 0 | 0 | 330 | 1 | 330 | 0 | 1.78 | 117 | 13.7 | 10.4424 | XJ_Coal | 0.6425 | 1 | 1 | 0.6 | 0.6 | 8 | 8
XJ | Zhongtai Toksun power station Phase I Unit 1 | cogen_conventional_steam_coal | 3027 | 5 | 0 | 0 | 0 | 1 | 0 | 0 | 0 | 0 | 0 | 0 | 0 | 0 | 0 | 0 | 330 | 1 | 330 | 0 | 1.78 | 117 | 13.7 | 10.4424 | XJ_Coal | 0.6425 | 1 | 1 | 0.6 | 0.6 | 8 | 8
XJ | Zhongtai Toksun power station Phase I Unit 2 | cogen_conventional_steam_coal | 3028 | 5 | 0 | 0 | 0 | 1 | 0 | 0 | 0 | 0 | 0 | 0 | 0 | 0 | 0 | 0 | 330 | 1 | 330 | 0 | 1.78 | 117 | 13.7 | 10.4424 | XJ_Coal | 0.6425 | 1 | 1 | 0.6 | 0.6 | 8 | 8
XJ | CNNC Ili Chapuchar County Plant solar project | solar_photovoltaic | 3029 | 5 | 0 | 1 | 0 | 0 | 0 | 0 | 0 | 0 | 0 | 0 | 0 | 1 | 1 | 0 | 5 | 1 | 5 | 0 | 0 | 0 | 0 | 0 |  | 0 | 1 | 1 | 1 | 1 | 0 | 0
XJ | Emin County Weijiayuan Agriculture and Animal Husbandry solar project | solar_photovoltaic | 3030 | 5 | 0 | 1 | 0 | 0 | 0 | 0 | 0 | 0 | 0 | 0 | 0 | 1 | 1 | 0 | 1 | 1 | 1 | 0 | 0 | 0 | 0 | 0 |  | 0 | 1 | 1 | 1 | 1 | 0 | 0
XJ | Kashgar Ruicheng Component Factory solar project | solar_photovoltaic | 3031 | 5 | 0 | 1 | 0 | 0 | 0 | 0 | 0 | 0 | 0 | 0 | 0 | 1 | 1 | 0 | 1 | 1 | 1 | 0 | 0 | 0 | 0 | 0 |  | 0 | 1 | 1 | 1 | 1 | 0 | 0
XJ | Ningxia Yanchi - Ningdong Aluminum Green Power Substitution solar farm Phase 1 | solar_photovoltaic | 3032 | 5 | 0 | 1 | 0 | 0 | 0 | 0 | 0 | 0 | 0 | 0 | 0 | 1 | 1 | 0 | 450 | 1 | 450 | 0 | 0 | 0 | 0 | 0 |  | 0 | 1 | 1 | 1 | 1 | 0 | 0
XJ | Qapqal County CNNC Plant solar project | solar_photovoltaic | 3033 | 5 | 0 | 1 | 0 | 0 | 0 | 0 | 0 | 0 | 0 | 0 | 0 | 1 | 1 | 0 | 5 | 1 | 5 | 0 | 0 | 0 | 0 | 0 |  | 0 | 1 | 1 | 1 | 1 | 0 | 0
XJ | Qilang T2 solar project | solar_photovoltaic | 3034 | 5 | 0 | 1 | 0 | 0 | 0 | 0 | 0 | 0 | 0 | 0 | 0 | 1 | 1 | 0 | 10 | 1 | 10 | 0 | 0 | 0 | 0 | 0 |  | 0 | 1 | 1 | 1 | 1 | 0 | 0
XJ | Qinghe County Guangdong Hydropower Energy solar project | solar_photovoltaic | 3035 | 5 | 0 | 1 | 0 | 0 | 0 | 0 | 0 | 0 | 0 | 0 | 0 | 1 | 1 | 0 | 1 | 1 | 1 | 0 | 0 | 0 | 0 | 0 |  | 0 | 1 | 1 | 1 | 1 | 0 | 0
XJ | Shihezizhen A solar project | solar_photovoltaic | 3036 | 5 | 0 | 1 | 0 | 0 | 0 | 0 | 0 | 0 | 0 | 0 | 0 | 1 | 1 | 0 | 6.2 | 1 | 6.2 | 0 | 0 | 0 | 0 | 0 |  | 0 | 1 | 1 | 1 | 1 | 0 | 0
XJ | Shuqimeng Aksu solar project | solar_photovoltaic | 3037 | 5 | 0 | 1 | 0 | 0 | 0 | 0 | 0 | 0 | 0 | 0 | 0 | 1 | 1 | 0 | 10 | 1 | 10 | 0 | 0 | 0 | 0 | 0 |  | 0 | 1 | 1 | 1 | 1 | 0 | 0
XJ | SPIP A solar project | solar_photovoltaic | 3038 | 5 | 0 | 1 | 0 | 0 | 0 | 0 | 0 | 0 | 0 | 0 | 0 | 1 | 1 | 0 | 10 | 1 | 10 | 0 | 0 | 0 | 0 | 0 |  | 0 | 1 | 1 | 1 | 1 | 0 | 0
XJ | SPIP N solar project | solar_photovoltaic | 3039 | 5 | 0 | 1 | 0 | 0 | 0 | 0 | 0 | 0 | 0 | 0 | 0 | 1 | 1 | 0 | 8 | 1 | 8 | 0 | 0 | 0 | 0 | 0 |  | 0 | 1 | 1 | 1 | 1 | 0 | 0
XJ | SPIP X solar project | solar_photovoltaic | 3040 | 5 | 0 | 1 | 0 | 0 | 0 | 0 | 0 | 0 | 0 | 0 | 0 | 1 | 1 | 0 | 10 | 1 | 10 | 0 | 0 | 0 | 0 | 0 |  | 0 | 1 | 1 | 1 | 1 | 0 | 0
XJ | TuSP G solar project | solar_photovoltaic | 3041 | 5 | 0 | 1 | 0 | 0 | 0 | 0 | 0 | 0 | 0 | 0 | 0 | 1 | 1 | 0 | 16 | 1 | 16 | 0 | 0 | 0 | 0 | 0 |  | 0 | 1 | 1 | 1 | 1 | 0 | 0
XJ | Xinjiang 13th Division Hongxing Farm (Huiju) solar farm | solar_photovoltaic | 3042 | 5 | 0 | 1 | 0 | 0 | 0 | 0 | 0 | 0 | 0 | 0 | 0 | 1 | 1 | 0 | 30 | 1 | 30 | 0 | 0 | 0 | 0 | 0 |  | 0 | 1 | 1 | 1 | 1 | 0 | 0
XJ | Xinjiang 7th Division Huyanghe 124th Regiment solar farm | solar_photovoltaic | 3043 | 5 | 0 | 1 | 0 | 0 | 0 | 0 | 0 | 0 | 0 | 0 | 0 | 1 | 1 | 0 | 100 | 1 | 100 | 0 | 0 | 0 | 0 | 0 |  | 0 | 1 | 1 | 1 | 1 | 0 | 0
XJ | Xinjiang Akesu Awati Guangdong Hydropower solar farm Phase 1 | solar_photovoltaic | 3044 | 5 | 0 | 1 | 0 | 0 | 0 | 0 | 0 | 0 | 0 | 0 | 0 | 1 | 1 | 0 | 30 | 1 | 30 | 0 | 0 | 0 | 0 | 0 |  | 0 | 1 | 1 | 1 | 1 | 0 | 0
XJ | Xinjiang Akesu Awati Guangdong Hydropower solar farm Phase 2 | solar_photovoltaic | 3045 | 5 | 0 | 1 | 0 | 0 | 0 | 0 | 0 | 0 | 0 | 0 | 0 | 1 | 1 | 0 | 20 | 1 | 20 | 0 | 0 | 0 | 0 | 0 |  | 0 | 1 | 1 | 1 | 1 | 0 | 0
XJ | Xinjiang Akesu Awati Guangdong Hydropower solar farm Phase 3 | solar_photovoltaic | 3046 | 5 | 0 | 1 | 0 | 0 | 0 | 0 | 0 | 0 | 0 | 0 | 0 | 1 | 1 | 0 | 20 | 1 | 20 | 0 | 0 | 0 | 0 | 0 |  | 0 | 1 | 1 | 1 | 1 | 0 | 0
XJ | Xinjiang Akesu Awati TBEA solar farm Phase 1 | solar_photovoltaic | 3047 | 5 | 0 | 1 | 0 | 0 | 0 | 0 | 0 | 0 | 0 | 0 | 0 | 1 | 1 | 0 | 20 | 1 | 20 | 0 | 0 | 0 | 0 | 0 |  | 0 | 1 | 1 | 1 | 1 | 0 | 0
XJ | Xinjiang Akesu Awati TBEA solar farm Phase 2 | solar_photovoltaic | 3048 | 5 | 0 | 1 | 0 | 0 | 0 | 0 | 0 | 0 | 0 | 0 | 0 | 1 | 1 | 0 | 20 | 1 | 20 | 0 | 0 | 0 | 0 | 0 |  | 0 | 1 | 1 | 1 | 1 | 0 | 0
XJ | Xinjiang Akesu Awati TBEA solar farm Phase 3 | solar_photovoltaic | 3049 | 5 | 0 | 1 | 0 | 0 | 0 | 0 | 0 | 0 | 0 | 0 | 0 | 1 | 1 | 0 | 30 | 1 | 30 | 0 | 0 | 0 | 0 | 0 |  | 0 | 1 | 1 | 1 | 1 | 0 | 0
XJ | Xinjiang Akesu Baicheng Zhengtai (Chint) solar farm | solar_photovoltaic | 3050 | 5 | 0 | 1 | 0 | 0 | 0 | 0 | 0 | 0 | 0 | 0 | 0 | 1 | 1 | 0 | 20 | 1 | 20 | 0 | 0 | 0 | 0 | 0 |  | 0 | 1 | 1 | 1 | 1 | 0 | 0
XJ | Xinjiang Akesu Datang solar farm | solar_photovoltaic | 3051 | 5 | 0 | 1 | 0 | 0 | 0 | 0 | 0 | 0 | 0 | 0 | 0 | 1 | 1 | 0 | 20 | 1 | 20 | 0 | 0 | 0 | 0 | 0 |  | 0 | 1 | 1 | 1 | 1 | 0 | 0
XJ | Xinjiang Akesu Keping Guangdong Hydropower solar farm Phase 1 | solar_photovoltaic | 3052 | 5 | 0 | 1 | 0 | 0 | 0 | 0 | 0 | 0 | 0 | 0 | 0 | 1 | 1 | 0 | 20 | 1 | 20 | 0 | 0 | 0 | 0 | 0 |  | 0 | 1 | 1 | 1 | 1 | 0 | 0
XJ | Xinjiang Akesu Keping Guangdong Hydropower solar farm Phase 2 | solar_photovoltaic | 3053 | 5 | 0 | 1 | 0 | 0 | 0 | 0 | 0 | 0 | 0 | 0 | 0 | 1 | 1 | 0 | 20 | 1 | 20 | 0 | 0 | 0 | 0 | 0 |  | 0 | 1 | 1 | 1 | 1 | 0 | 0
XJ | Xinjiang Akesu Keping Hairun solar farm Phase 2 | solar_photovoltaic | 3054 | 5 | 0 | 1 | 0 | 0 | 0 | 0 | 0 | 0 | 0 | 0 | 0 | 1 | 1 | 0 | 30 | 1 | 30 | 0 | 0 | 0 | 0 | 0 |  | 0 | 1 | 1 | 1 | 1 | 0 | 0
XJ | Xinjiang Akesu Keping Jiasheng Sunshine solar farm Phase 1 | solar_photovoltaic | 3055 | 5 | 0 | 1 | 0 | 0 | 0 | 0 | 0 | 0 | 0 | 0 | 0 | 1 | 1 | 0 | 20 | 1 | 20 | 0 | 0 | 0 | 0 | 0 |  | 0 | 1 | 1 | 1 | 1 | 0 | 0
XJ | Xinjiang Akesu Keping SPIC solar farm Phase 1 | solar_photovoltaic | 3056 | 5 | 0 | 1 | 0 | 0 | 0 | 0 | 0 | 0 | 0 | 0 | 0 | 1 | 1 | 0 | 20 | 1 | 20 | 0 | 0 | 0 | 0 | 0 |  | 0 | 1 | 1 | 1 | 1 | 0 | 0
XJ | Xinjiang Akesu Keping SPIC solar farm Phase 2 | solar_photovoltaic | 3057 | 5 | 0 | 1 | 0 | 0 | 0 | 0 | 0 | 0 | 0 | 0 | 0 | 1 | 1 | 0 | 30 | 1 | 30 | 0 | 0 | 0 | 0 | 0 |  | 0 | 1 | 1 | 1 | 1 | 0 | 0
XJ | Xinjiang Akesu Keping SPIC solar farm Phase 3 | solar_photovoltaic | 3058 | 5 | 0 | 1 | 0 | 0 | 0 | 0 | 0 | 0 | 0 | 0 | 0 | 1 | 1 | 0 | 20 | 1 | 20 | 0 | 0 | 0 | 0 | 0 |  | 0 | 1 | 1 | 1 | 1 | 0 | 0
XJ | Xinjiang Akesu Keping SPIC solar farm Phase 4 | solar_photovoltaic | 3059 | 5 | 0 | 1 | 0 | 0 | 0 | 0 | 0 | 0 | 0 | 0 | 0 | 1 | 1 | 0 | 20 | 1 | 20 | 0 | 0 | 0 | 0 | 0 |  | 0 | 1 | 1 | 1 | 1 | 0 | 0
XJ | Xinjiang Akesu Keping SPIC solar farm Phase 5 | solar_photovoltaic | 3060 | 5 | 0 | 1 | 0 | 0 | 0 | 0 | 0 | 0 | 0 | 0 | 0 | 1 | 1 | 0 | 20 | 1 | 20 | 0 | 0 | 0 | 0 | 0 |  | 0 | 1 | 1 | 1 | 1 | 0 | 0
XJ | Xinjiang Akesu Keping Zhongjiancai solar farm | solar_photovoltaic | 3061 | 5 | 0 | 1 | 0 | 0 | 0 | 0 | 0 | 0 | 0 | 0 | 0 | 1 | 1 | 0 | 20 | 1 | 20 | 0 | 0 | 0 | 0 | 0 |  | 0 | 1 | 1 | 1 | 1 | 0 | 0
XJ | Xinjiang Akesu Rongchuang Grid-Connected solar farm Phase 1 | solar_photovoltaic | 3062 | 5 | 0 | 1 | 0 | 0 | 0 | 0 | 0 | 0 | 0 | 0 | 0 | 1 | 1 | 0 | 20 | 1 | 20 | 0 | 0 | 0 | 0 | 0 |  | 0 | 1 | 1 | 1 | 1 | 0 | 0
XJ | Xinjiang Akesu Rongchuang Grid-Connected solar farm Phase 2 | solar_photovoltaic | 3063 | 5 | 0 | 1 | 0 | 0 | 0 | 0 | 0 | 0 | 0 | 0 | 0 | 1 | 1 | 0 | 30 | 1 | 30 | 0 | 0 | 0 | 0 | 0 |  | 0 | 1 | 1 | 1 | 1 | 0 | 0
XJ | Xinjiang Akesu Rongchuang Grid-Connected solar farm Phase 3 | solar_photovoltaic | 3064 | 5 | 0 | 1 | 0 | 0 | 0 | 0 | 0 | 0 | 0 | 0 | 0 | 1 | 1 | 0 | 30 | 1 | 30 | 0 | 0 | 0 | 0 | 0 |  | 0 | 1 | 1 | 1 | 1 | 0 | 0
XJ | Xinjiang Akesu Shuqimeng Grid-Connected solar farm Phase 2 | solar_photovoltaic | 3065 | 5 | 0 | 1 | 0 | 0 | 0 | 0 | 0 | 0 | 0 | 0 | 0 | 1 | 1 | 0 | 20 | 1 | 20 | 0 | 0 | 0 | 0 | 0 |  | 0 | 1 | 1 | 1 | 1 | 0 | 0
XJ | Xinjiang Akesu Shuqimeng Grid-Connected solar farm Phase 3 | solar_photovoltaic | 3066 | 5 | 0 | 1 | 0 | 0 | 0 | 0 | 0 | 0 | 0 | 0 | 0 | 1 | 1 | 0 | 30 | 1 | 30 | 0 | 0 | 0 | 0 | 0 |  | 0 | 1 | 1 | 1 | 1 | 0 | 0
XJ | Xinjiang Akesu Wensu Riyuehui solar farm Phase 1 | solar_photovoltaic | 3067 | 5 | 0 | 1 | 0 | 0 | 0 | 0 | 0 | 0 | 0 | 0 | 0 | 1 | 1 | 0 | 20 | 1 | 20 | 0 | 0 | 0 | 0 | 0 |  | 0 | 1 | 1 | 1 | 1 | 0 | 0
XJ | Xinjiang Akesu Wushi Fengling Grid-Connected solar farm Phase 1 | solar_photovoltaic | 3068 | 5 | 0 | 1 | 0 | 0 | 0 | 0 | 0 | 0 | 0 | 0 | 0 | 1 | 1 | 0 | 30 | 1 | 30 | 0 | 0 | 0 | 0 | 0 |  | 0 | 1 | 1 | 1 | 1 | 0 | 0
XJ | Xinjiang Akesu Wushi Fengling Grid-Connected solar farm Phase 2 | solar_photovoltaic | 3069 | 5 | 0 | 1 | 0 | 0 | 0 | 0 | 0 | 0 | 0 | 0 | 0 | 1 | 1 | 0 | 20 | 1 | 20 | 0 | 0 | 0 | 0 | 0 |  | 0 | 1 | 1 | 1 | 1 | 0 | 0
XJ | Xinjiang Akesu Wushi TBEA Grid-Connected solar farm Phase 1 | solar_photovoltaic | 3070 | 5 | 0 | 1 | 0 | 0 | 0 | 0 | 0 | 0 | 0 | 0 | 0 | 1 | 1 | 0 | 20 | 1 | 20 | 0 | 0 | 0 | 0 | 0 |  | 0 | 1 | 1 | 1 | 1 | 0 | 0
XJ | Xinjiang Akesu Wushi TBEA Grid-Connected solar farm Phase 2 | solar_photovoltaic | 3071 | 5 | 0 | 1 | 0 | 0 | 0 | 0 | 0 | 0 | 0 | 0 | 0 | 1 | 1 | 0 | 20 | 1 | 20 | 0 | 0 | 0 | 0 | 0 |  | 0 | 1 | 1 | 1 | 1 | 0 | 0
XJ | Xinjiang Akesu Xinhe Hanergy Grid-Connected solar farm Phase 1 | solar_photovoltaic | 3072 | 5 | 0 | 1 | 0 | 0 | 0 | 0 | 0 | 0 | 0 | 0 | 0 | 1 | 1 | 0 | 20 | 1 | 20 | 0 | 0 | 0 | 0 | 0 |  | 0 | 1 | 1 | 1 | 1 | 0 | 0
XJ | Xinjiang Aketao (Huaneng) solar power plant Phase 1 | solar_photovoltaic | 3073 | 5 | 0 | 1 | 0 | 0 | 0 | 0 | 0 | 0 | 0 | 0 | 0 | 1 | 1 | 0 | 100 | 1 | 100 | 0 | 0 | 0 | 0 | 0 |  | 0 | 1 | 1 | 1 | 1 | 0 | 0
XJ | Xinjiang Aketao (Huaneng) solar power plant Phase 2 | solar_photovoltaic | 3074 | 5 | 0 | 1 | 0 | 0 | 0 | 0 | 0 | 0 | 0 | 0 | 0 | 1 | 1 | 0 | 50 | 1 | 50 | 0 | 0 | 0 | 0 | 0 |  | 0 | 1 | 1 | 1 | 1 | 0 | 0
XJ | Xinjiang Aketao (Longyuan) solar power plant | solar_photovoltaic | 3075 | 5 | 0 | 1 | 0 | 0 | 0 | 0 | 0 | 0 | 0 | 0 | 0 | 1 | 1 | 0 | 50 | 1 | 50 | 0 | 0 | 0 | 0 | 0 |  | 0 | 1 | 1 | 1 | 1 | 0 | 0
XJ | Xinjiang Aketao (State Power Investment) solar farm | solar_photovoltaic | 3076 | 5 | 0 | 1 | 0 | 0 | 0 | 0 | 0 | 0 | 0 | 0 | 0 | 1 | 1 | 0 | 100 | 1 | 100 | 0 | 0 | 0 | 0 | 0 |  | 0 | 1 | 1 | 1 | 1 | 0 | 0
XJ | Xinjiang Aketao Aoyitake (Xinhua) solar power plant Phase 1 | solar_photovoltaic | 3077 | 5 | 0 | 1 | 0 | 0 | 0 | 0 | 0 | 0 | 0 | 0 | 0 | 1 | 1 | 0 | 400 | 1 | 400 | 0 | 0 | 0 | 0 | 0 |  | 0 | 1 | 1 | 1 | 1 | 0 | 0
XJ | Xinjiang Aketao Oytak Changsheng solar farm | solar_photovoltaic | 3078 | 5 | 0 | 1 | 0 | 0 | 0 | 0 | 0 | 0 | 0 | 0 | 0 | 1 | 1 | 0 | 20 | 1 | 20 | 0 | 0 | 0 | 0 | 0 |  | 0 | 1 | 1 | 1 | 1 | 0 | 0
XJ | Xinjiang Aketao Oytak Yixin solar farm | solar_photovoltaic | 3079 | 5 | 0 | 1 | 0 | 0 | 0 | 0 | 0 | 0 | 0 | 0 | 0 | 1 | 1 | 0 | 20 | 1 | 20 | 0 | 0 | 0 | 0 | 0 |  | 0 | 1 | 1 | 1 | 1 | 0 | 0
XJ | Xinjiang Aketao Xinte solar farm Phase 2 | solar_photovoltaic | 3080 | 5 | 0 | 1 | 0 | 0 | 0 | 0 | 0 | 0 | 0 | 0 | 0 | 1 | 1 | 0 | 40 | 1 | 40 | 0 | 0 | 0 | 0 | 0 |  | 0 | 1 | 1 | 1 | 1 | 0 | 0
XJ | Xinjiang Aksu Kuqa Tianhua solar farm | solar_photovoltaic | 3081 | 5 | 0 | 1 | 0 | 0 | 0 | 0 | 0 | 0 | 0 | 0 | 0 | 1 | 1 | 0 | 20 | 1 | 20 | 0 | 0 | 0 | 0 | 0 |  | 0 | 1 | 1 | 1 | 1 | 0 | 0
XJ | Xinjiang Aksu Wushi Huayang Weiye solar farm | solar_photovoltaic | 3082 | 5 | 0 | 1 | 0 | 0 | 0 | 0 | 0 | 0 | 0 | 0 | 0 | 1 | 1 | 0 | 20 | 1 | 20 | 0 | 0 | 0 | 0 | 0 |  | 0 | 1 | 1 | 1 | 1 | 0 | 0
XJ | Xinjiang Aksu Xayar Jingxin solar farm Phase 1 | solar_photovoltaic | 3083 | 5 | 0 | 1 | 0 | 0 | 0 | 0 | 0 | 0 | 0 | 0 | 0 | 1 | 1 | 0 | 20 | 1 | 20 | 0 | 0 | 0 | 0 | 0 |  | 0 | 1 | 1 | 1 | 1 | 0 | 0
XJ | Xinjiang Aksu Xayar Jingxin solar farm Phase 2 | solar_photovoltaic | 3084 | 5 | 0 | 1 | 0 | 0 | 0 | 0 | 0 | 0 | 0 | 0 | 0 | 1 | 1 | 0 | 20 | 1 | 20 | 0 | 0 | 0 | 0 | 0 |  | 0 | 1 | 1 | 1 | 1 | 0 | 0
XJ | Xinjiang Alar Jinko Grid-Connected solar farm Phase 1 | solar_photovoltaic | 3085 | 5 | 0 | 1 | 0 | 0 | 0 | 0 | 0 | 0 | 0 | 0 | 0 | 1 | 1 | 0 | 20 | 1 | 20 | 0 | 0 | 0 | 0 | 0 |  | 0 | 1 | 1 | 1 | 1 | 0 | 0
XJ | Xinjiang Alar Jinko Grid-Connected solar farm Phase 2 | solar_photovoltaic | 3086 | 5 | 0 | 1 | 0 | 0 | 0 | 0 | 0 | 0 | 0 | 0 | 0 | 1 | 1 | 0 | 30 | 1 | 30 | 0 | 0 | 0 | 0 | 0 |  | 0 | 1 | 1 | 1 | 1 | 0 | 0
XJ | Xinjiang Alar Textile Park "Source/Grid/Load/Storage" solar farm Phase 1 | solar_photovoltaic | 3087 | 5 | 0 | 1 | 0 | 0 | 0 | 0 | 0 | 0 | 0 | 0 | 0 | 1 | 1 | 0 | 100 | 1 | 100 | 0 | 0 | 0 | 0 | 0 |  | 0 | 1 | 1 | 1 | 1 | 0 | 0
XJ | Xinjiang Alar Tianhua Sunshine Grid-Connected solar farm Phase 1 | solar_photovoltaic | 3088 | 5 | 0 | 1 | 0 | 0 | 0 | 0 | 0 | 0 | 0 | 0 | 0 | 1 | 1 | 0 | 30 | 1 | 30 | 0 | 0 | 0 | 0 | 0 |  | 0 | 1 | 1 | 1 | 1 | 0 | 0
XJ | Xinjiang Alar Tianhua Sunshine Grid-Connected solar farm Phase 2 | solar_photovoltaic | 3089 | 5 | 0 | 1 | 0 | 0 | 0 | 0 | 0 | 0 | 0 | 0 | 0 | 1 | 1 | 0 | 30 | 1 | 30 | 0 | 0 | 0 | 0 | 0 |  | 0 | 1 | 1 | 1 | 1 | 0 | 0
XJ | Xinjiang Altay Fuhai (CLP) solar farm | solar_photovoltaic | 3090 | 5 | 0 | 1 | 0 | 0 | 0 | 0 | 0 | 0 | 0 | 0 | 0 | 1 | 1 | 0 | 20 | 1 | 20 | 0 | 0 | 0 | 0 | 0 |  | 0 | 1 | 1 | 1 | 1 | 0 | 0
XJ | Xinjiang Altay Fuhai Efisheng solar farm | solar_photovoltaic | 3091 | 5 | 0 | 1 | 0 | 0 | 0 | 0 | 0 | 0 | 0 | 0 | 0 | 1 | 1 | 0 | 20 | 1 | 20 | 0 | 0 | 0 | 0 | 0 |  | 0 | 1 | 1 | 1 | 1 | 0 | 0
XJ | Xinjiang Altay Fuhai Hengcan Grid-Connected solar farm Phase 1 | solar_photovoltaic | 3092 | 5 | 0 | 1 | 0 | 0 | 0 | 0 | 0 | 0 | 0 | 0 | 0 | 1 | 1 | 0 | 20 | 1 | 20 | 0 | 0 | 0 | 0 | 0 |  | 0 | 1 | 1 | 1 | 1 | 0 | 0
XJ | Xinjiang Altay Fuyun Guolian Sunshine Grid-Connected solar farm Phase 1 | solar_photovoltaic | 3093 | 5 | 0 | 1 | 0 | 0 | 0 | 0 | 0 | 0 | 0 | 0 | 0 | 1 | 1 | 0 | 30 | 1 | 30 | 0 | 0 | 0 | 0 | 0 |  | 0 | 1 | 1 | 1 | 1 | 0 | 0
XJ | Xinjiang Altay Qinghe CGN solar farm Phase 1 | solar_photovoltaic | 3094 | 5 | 0 | 1 | 0 | 0 | 0 | 0 | 0 | 0 | 0 | 0 | 0 | 1 | 1 | 0 | 20 | 1 | 20 | 0 | 0 | 0 | 0 | 0 |  | 0 | 1 | 1 | 1 | 1 | 0 | 0
XJ | Xinjiang Altay Qinghe CGN solar farm Phase 2 | solar_photovoltaic | 3095 | 5 | 0 | 1 | 0 | 0 | 0 | 0 | 0 | 0 | 0 | 0 | 0 | 1 | 1 | 0 | 20 | 1 | 20 | 0 | 0 | 0 | 0 | 0 |  | 0 | 1 | 1 | 1 | 1 | 0 | 0
XJ | Xinjiang Artux (State Power Investment ) Energy Storage solar farm Phase 1 | solar_photovoltaic | 3096 | 5 | 0 | 1 | 0 | 0 | 0 | 0 | 0 | 0 | 0 | 0 | 0 | 1 | 1 | 0 | 400 | 1 | 400 | 0 | 0 | 0 | 0 | 0 |  | 0 | 1 | 1 | 1 | 1 | 0 | 0
XJ | Xinjiang Atushi (Xinte) solar farm | solar_photovoltaic | 3097 | 5 | 0 | 1 | 0 | 0 | 0 | 0 | 0 | 0 | 0 | 0 | 0 | 1 | 1 | 0 | 20 | 1 | 20 | 0 | 0 | 0 | 0 | 0 |  | 0 | 1 | 1 | 1 | 1 | 0 | 0
XJ | Xinjiang Awat Tianhua solar farm | solar_photovoltaic | 3098 | 5 | 0 | 1 | 0 | 0 | 0 | 0 | 0 | 0 | 0 | 0 | 0 | 1 | 1 | 0 | 20 | 1 | 20 | 0 | 0 | 0 | 0 | 0 |  | 0 | 1 | 1 | 1 | 1 | 0 | 0
XJ | Xinjiang Awati 400 MW Storage and solar power plant | solar_photovoltaic | 3099 | 5 | 0 | 1 | 0 | 0 | 0 | 0 | 0 | 0 | 0 | 0 | 0 | 1 | 1 | 0 | 400 | 1 | 400 | 0 | 0 | 0 | 0 | 0 |  | 0 | 1 | 1 | 1 | 1 | 0 | 0
XJ | Xinjiang Bachu (Guangdong Hydro) solar power plant Phase 1 | solar_photovoltaic | 3100 | 5 | 0 | 1 | 0 | 0 | 0 | 0 | 0 | 0 | 0 | 0 | 0 | 1 | 1 | 0 | 20 | 1 | 20 | 0 | 0 | 0 | 0 | 0 |  | 0 | 1 | 1 | 1 | 1 | 0 | 0
XJ | Xinjiang Bachu (Guangdong Hydro) solar power plant Phase 2 | solar_photovoltaic | 3101 | 5 | 0 | 1 | 0 | 0 | 0 | 0 | 0 | 0 | 0 | 0 | 0 | 1 | 1 | 0 | 150 | 1 | 150 | 0 | 0 | 0 | 0 | 0 |  | 0 | 1 | 1 | 1 | 1 | 0 | 0
XJ | Xinjiang Bachu (Guangdong Hydro) solar power plant Phase 3 | solar_photovoltaic | 3102 | 5 | 0 | 1 | 0 | 0 | 0 | 0 | 0 | 0 | 0 | 0 | 0 | 1 | 1 | 0 | 100 | 1 | 100 | 0 | 0 | 0 | 0 | 0 |  | 0 | 1 | 1 | 1 | 1 | 0 | 0
XJ | Xinjiang Bachu (Guangdong Hydro) solar power plant Phase 4 | solar_photovoltaic | 3103 | 5 | 0 | 1 | 0 | 0 | 0 | 0 | 0 | 0 | 0 | 0 | 0 | 1 | 1 | 0 | 800 | 1 | 800 | 0 | 0 | 0 | 0 | 0 |  | 0 | 1 | 1 | 1 | 1 | 0 | 0
XJ | Xinjiang Bachu (Guangdong Hydro) solar power plant Phase 5.1 | solar_photovoltaic | 3104 | 5 | 0 | 1 | 0 | 0 | 0 | 0 | 0 | 0 | 0 | 0 | 0 | 1 | 1 | 0 | 400 | 1 | 400 | 0 | 0 | 0 | 0 | 0 |  | 0 | 1 | 1 | 1 | 1 | 0 | 0
XJ | Xinjiang Bachu (Silk Road Grid) solar/storage farm | solar_photovoltaic | 3105 | 5 | 0 | 1 | 0 | 0 | 0 | 0 | 0 | 0 | 0 | 0 | 0 | 1 | 1 | 0 | 100 | 1 | 100 | 0 | 0 | 0 | 0 | 0 |  | 0 | 1 | 1 | 1 | 1 | 0 | 0
XJ | Xinjiang Baicheng Jinhui Zhaofeng Park Integrated solar farm | solar_photovoltaic | 3106 | 5 | 0 | 1 | 0 | 0 | 0 | 0 | 0 | 0 | 0 | 0 | 0 | 1 | 1 | 0 | 200 | 1 | 200 | 0 | 0 | 0 | 0 | 0 |  | 0 | 1 | 1 | 1 | 1 | 0 | 0
XJ | Xinjiang Balikun Santanghuxiang Shangfeng solar farm | solar_photovoltaic | 3107 | 5 | 0 | 1 | 0 | 0 | 0 | 0 | 0 | 0 | 0 | 0 | 0 | 1 | 1 | 0 | 20 | 1 | 20 | 0 | 0 | 0 | 0 | 0 |  | 0 | 1 | 1 | 1 | 1 | 0 | 0
XJ | Xinjiang Bayingolin Guangrun solar farm | solar_photovoltaic | 3108 | 5 | 0 | 1 | 0 | 0 | 0 | 0 | 0 | 0 | 0 | 0 | 0 | 1 | 1 | 0 | 20 | 1 | 20 | 0 | 0 | 0 | 0 | 0 |  | 0 | 1 | 1 | 1 | 1 | 0 | 0
XJ | Xinjiang Bayingolin Hanneng solar farm | solar_photovoltaic | 3109 | 5 | 0 | 1 | 0 | 0 | 0 | 0 | 0 | 0 | 0 | 0 | 0 | 1 | 1 | 0 | 20 | 1 | 20 | 0 | 0 | 0 | 0 | 0 |  | 0 | 1 | 1 | 1 | 1 | 0 | 0
XJ | Xinjiang Bayingolin Hydro Pumped Storage - Photovoltaic Integration solar farm Bohu | solar_photovoltaic | 3110 | 5 | 0 | 1 | 0 | 0 | 0 | 0 | 0 | 0 | 0 | 0 | 0 | 1 | 1 | 0 | 600 | 1 | 600 | 0 | 0 | 0 | 0 | 0 |  | 0 | 1 | 1 | 1 | 1 | 0 | 0
XJ | Xinjiang Bayingolin Hydro Pumped Storage - Photovoltaic Integration solar farm Yanqi AC | solar_photovoltaic | 3111 | 5 | 0 | 1 | 0 | 0 | 0 | 0 | 0 | 0 | 0 | 0 | 0 | 1 | 1 | 0 | 250 | 1 | 250 | 0 | 0 | 0 | 0 | 0 |  | 0 | 1 | 1 | 1 | 1 | 0 | 0
XJ | Xinjiang Bayinguoleng Bohu CSIC Grid-Connected solar farm Phase 1 | solar_photovoltaic | 3112 | 5 | 0 | 1 | 0 | 0 | 0 | 0 | 0 | 0 | 0 | 0 | 0 | 1 | 1 | 0 | 20 | 1 | 20 | 0 | 0 | 0 | 0 | 0 |  | 0 | 1 | 1 | 1 | 1 | 0 | 0
XJ | Xinjiang Bayinguoleng Hejing 2nd Division 21st Brigade solar farm | solar_photovoltaic | 3113 | 5 | 0 | 1 | 0 | 0 | 0 | 0 | 0 | 0 | 0 | 0 | 0 | 1 | 1 | 0 | 20 | 1 | 20 | 0 | 0 | 0 | 0 | 0 |  | 0 | 1 | 1 | 1 | 1 | 0 | 0
XJ | Xinjiang Bayinguoleng Yingli 2nd Division 29th Brigade solar farm | solar_photovoltaic | 3114 | 5 | 0 | 1 | 0 | 0 | 0 | 0 | 0 | 0 | 0 | 0 | 0 | 1 | 1 | 0 | 20 | 1 | 20 | 0 | 0 | 0 | 0 | 0 |  | 0 | 1 | 1 | 1 | 1 | 0 | 0
XJ | Xinjiang Bazhou Bohu Datang Grid-Connected solar farm Phase 1 | solar_photovoltaic | 3115 | 5 | 0 | 1 | 0 | 0 | 0 | 0 | 0 | 0 | 0 | 0 | 0 | 1 | 1 | 0 | 20 | 1 | 20 | 0 | 0 | 0 | 0 | 0 |  | 0 | 1 | 1 | 1 | 1 | 0 | 0
XJ | Xinjiang Bazhou Hejing Tianhong Sunshine Grid-Connected solar farm Phase 1 | solar_photovoltaic | 3116 | 5 | 0 | 1 | 0 | 0 | 0 | 0 | 0 | 0 | 0 | 0 | 0 | 1 | 1 | 0 | 30 | 1 | 30 | 0 | 0 | 0 | 0 | 0 |  | 0 | 1 | 1 | 1 | 1 | 0 | 0
XJ | Xinjiang Bazhou Hejing Xintian Sunshine Grid-Connected solar farm Phase 1 | solar_photovoltaic | 3117 | 5 | 0 | 1 | 0 | 0 | 0 | 0 | 0 | 0 | 0 | 0 | 0 | 1 | 1 | 0 | 20 | 1 | 20 | 0 | 0 | 0 | 0 | 0 |  | 0 | 1 | 1 | 1 | 1 | 0 | 0
XJ | Xinjiang Bazhou Hejing Xushuang Grid-Connected solar farm | solar_photovoltaic | 3118 | 5 | 0 | 1 | 0 | 0 | 0 | 0 | 0 | 0 | 0 | 0 | 0 | 1 | 1 | 0 | 20 | 1 | 20 | 0 | 0 | 0 | 0 | 0 |  | 0 | 1 | 1 | 1 | 1 | 0 | 0
XJ | Xinjiang Bazhou Hejing Yixin Grid-Connected solar farm Phase 1 | solar_photovoltaic | 3119 | 5 | 0 | 1 | 0 | 0 | 0 | 0 | 0 | 0 | 0 | 0 | 0 | 1 | 1 | 0 | 30 | 1 | 30 | 0 | 0 | 0 | 0 | 0 |  | 0 | 1 | 1 | 1 | 1 | 0 | 0
XJ | Xinjiang Bazhou Hejing Yixinsheng solar farm Phase 2 | solar_photovoltaic | 3120 | 5 | 0 | 1 | 0 | 0 | 0 | 0 | 0 | 0 | 0 | 0 | 0 | 1 | 1 | 0 | 30 | 1 | 30 | 0 | 0 | 0 | 0 | 0 |  | 0 | 1 | 1 | 1 | 1 | 0 | 0
XJ | Xinjiang Bazhou Hejing Zhengxin Grid-Connected solar farm | solar_photovoltaic | 3121 | 5 | 0 | 1 | 0 | 0 | 0 | 0 | 0 | 0 | 0 | 0 | 0 | 1 | 1 | 0 | 20 | 1 | 20 | 0 | 0 | 0 | 0 | 0 |  | 0 | 1 | 1 | 1 | 1 | 0 | 0
XJ | Xinjiang Bazhou Hejing Zhenhe Grid-Connected solar farm Phase 1 | solar_photovoltaic | 3122 | 5 | 0 | 1 | 0 | 0 | 0 | 0 | 0 | 0 | 0 | 0 | 0 | 1 | 1 | 0 | 30 | 1 | 30 | 0 | 0 | 0 | 0 | 0 |  | 0 | 1 | 1 | 1 | 1 | 0 | 0
XJ | Xinjiang Bazhou Korla CECEP Grid-Connected solar farm Phase 1 | solar_photovoltaic | 3123 | 5 | 0 | 1 | 0 | 0 | 0 | 0 | 0 | 0 | 0 | 0 | 0 | 1 | 1 | 0 | 20 | 1 | 20 | 0 | 0 | 0 | 0 | 0 |  | 0 | 1 | 1 | 1 | 1 | 0 | 0
XJ | Xinjiang Bazhou Korla Hanneng Grid-Connected solar farm | solar_photovoltaic | 3124 | 5 | 0 | 1 | 0 | 0 | 0 | 0 | 0 | 0 | 0 | 0 | 0 | 1 | 1 | 0 | 20 | 1 | 20 | 0 | 0 | 0 | 0 | 0 |  | 0 | 1 | 1 | 1 | 1 | 0 | 0
XJ | Xinjiang Bazhou Korla Xinte Huineng Grid-Connected solar farm Phase 1 | solar_photovoltaic | 3125 | 5 | 0 | 1 | 0 | 0 | 0 | 0 | 0 | 0 | 0 | 0 | 0 | 1 | 1 | 0 | 20 | 1 | 20 | 0 | 0 | 0 | 0 | 0 |  | 0 | 1 | 1 | 1 | 1 | 0 | 0
XJ | Xinjiang Bazhou Luntai CECEP Grid-Connected solar farm Phase 1 | solar_photovoltaic | 3126 | 5 | 0 | 1 | 0 | 0 | 0 | 0 | 0 | 0 | 0 | 0 | 0 | 1 | 1 | 0 | 20 | 1 | 20 | 0 | 0 | 0 | 0 | 0 |  | 0 | 1 | 1 | 1 | 1 | 0 | 0
XJ | Xinjiang Bazhou Luntai CECEP Grid-Connected solar farm Phase 2 | solar_photovoltaic | 3127 | 5 | 0 | 1 | 0 | 0 | 0 | 0 | 0 | 0 | 0 | 0 | 0 | 1 | 1 | 0 | 30 | 1 | 30 | 0 | 0 | 0 | 0 | 0 |  | 0 | 1 | 1 | 1 | 1 | 0 | 0
XJ | Xinjiang Bazhou Ruoqiang Haiwei Grid-Connected solar farm Phase 1 | solar_photovoltaic | 3128 | 5 | 0 | 1 | 0 | 0 | 0 | 0 | 0 | 0 | 0 | 0 | 0 | 1 | 1 | 0 | 20 | 1 | 20 | 0 | 0 | 0 | 0 | 0 |  | 0 | 1 | 1 | 1 | 1 | 0 | 0
XJ | Xinjiang Bazhou Ruoqiang Haiwei Grid-Connected solar farm Phase 2 | solar_photovoltaic | 3129 | 5 | 0 | 1 | 0 | 0 | 0 | 0 | 0 | 0 | 0 | 0 | 0 | 1 | 1 | 0 | 30 | 1 | 30 | 0 | 0 | 0 | 0 | 0 |  | 0 | 1 | 1 | 1 | 1 | 0 | 0
XJ | Xinjiang Bazhou Yanqi Huadian Grid-Connected solar farm Phase 1 | solar_photovoltaic | 3130 | 5 | 0 | 1 | 0 | 0 | 0 | 0 | 0 | 0 | 0 | 0 | 0 | 1 | 1 | 0 | 20 | 1 | 20 | 0 | 0 | 0 | 0 | 0 |  | 0 | 1 | 1 | 1 | 1 | 0 | 0
XJ | Xinjiang Bazhou Yanqi Huaguang Grid-Connected solar farm Phase 1 | solar_photovoltaic | 3131 | 5 | 0 | 1 | 0 | 0 | 0 | 0 | 0 | 0 | 0 | 0 | 0 | 1 | 1 | 0 | 30 | 1 | 30 | 0 | 0 | 0 | 0 | 0 |  | 0 | 1 | 1 | 1 | 1 | 0 | 0
XJ | Xinjiang Bazhou Yanqi Huaneng Grid-Connected solar farm Phase 1 | solar_photovoltaic | 3132 | 5 | 0 | 1 | 0 | 0 | 0 | 0 | 0 | 0 | 0 | 0 | 0 | 1 | 1 | 0 | 20 | 1 | 20 | 0 | 0 | 0 | 0 | 0 |  | 0 | 1 | 1 | 1 | 1 | 0 | 0
XJ | Xinjiang Bazhou Yanqi Xin'ao Grid-Connected solar farm Phase 1 | solar_photovoltaic | 3133 | 5 | 0 | 1 | 0 | 0 | 0 | 0 | 0 | 0 | 0 | 0 | 0 | 1 | 1 | 0 | 20 | 1 | 20 | 0 | 0 | 0 | 0 | 0 |  | 0 | 1 | 1 | 1 | 1 | 0 | 0
XJ | Xinjiang Bazhou Yuli Haiwei Grid-Connected solar farm Phase 1 | solar_photovoltaic | 3134 | 5 | 0 | 1 | 0 | 0 | 0 | 0 | 0 | 0 | 0 | 0 | 0 | 1 | 1 | 0 | 20 | 1 | 20 | 0 | 0 | 0 | 0 | 0 |  | 0 | 1 | 1 | 1 | 1 | 0 | 0
XJ | Xinjiang Beitashan Pasture (Zhonghui Tianhe) solar farm | solar_photovoltaic | 3135 | 5 | 0 | 1 | 0 | 0 | 0 | 0 | 0 | 0 | 0 | 0 | 0 | 1 | 1 | 0 | 50 | 1 | 50 | 0 | 0 | 0 | 0 | 0 |  | 0 | 1 | 1 | 1 | 1 | 0 | 0
XJ | Xinjiang Beitashan Ranch Three Gorges solar farm | solar_photovoltaic | 3136 | 5 | 0 | 1 | 0 | 0 | 0 | 0 | 0 | 0 | 0 | 0 | 0 | 1 | 1 | 0 | 50 | 1 | 50 | 0 | 0 | 0 | 0 | 0 |  | 0 | 1 | 1 | 1 | 1 | 0 | 0
XJ | Xinjiang Beitun Anqing Zhumeng Talent Science and Technology Innovation Industrial Park Rooftop solar project | solar_photovoltaic | 3137 | 5 | 0 | 1 | 0 | 0 | 0 | 0 | 0 | 0 | 0 | 0 | 0 | 1 | 1 | 0 | 1.9 | 1 | 1.9 | 0 | 0 | 0 | 0 | 0 |  | 0 | 1 | 1 | 1 | 1 | 0 | 0
XJ | Xinjiang Beitun Haitianda solar farm Phase 1 | solar_photovoltaic | 3138 | 5 | 0 | 1 | 0 | 0 | 0 | 0 | 0 | 0 | 0 | 0 | 0 | 1 | 1 | 0 | 20 | 1 | 20 | 0 | 0 | 0 | 0 | 0 |  | 0 | 1 | 1 | 1 | 1 | 0 | 0
XJ | Xinjiang Bohu Jingjia Grid-Connected solar farm Phase 1 | solar_photovoltaic | 3139 | 5 | 0 | 1 | 0 | 0 | 0 | 0 | 0 | 0 | 0 | 0 | 0 | 1 | 1 | 0 | 20 | 1 | 20 | 0 | 0 | 0 | 0 | 0 |  | 0 | 1 | 1 | 1 | 1 | 0 | 0
XJ | Xinjiang Bohu Zhaowa solar farm | solar_photovoltaic | 3140 | 5 | 0 | 1 | 0 | 0 | 0 | 0 | 0 | 0 | 0 | 0 | 0 | 1 | 1 | 0 | 20 | 1 | 20 | 0 | 0 | 0 | 0 | 0 |  | 0 | 1 | 1 | 1 | 1 | 0 | 0
XJ | Xinjiang Bole (China Energy Investment) solar farm | solar_photovoltaic | 3141 | 5 | 0 | 1 | 0 | 0 | 0 | 0 | 0 | 0 | 0 | 0 | 0 | 1 | 1 | 0 | 50 | 1 | 50 | 0 | 0 | 0 | 0 | 0 |  | 0 | 1 | 1 | 1 | 1 | 0 | 0
XJ | Xinjiang Bole (State Power Investment) solar farm | solar_photovoltaic | 3142 | 5 | 0 | 1 | 0 | 0 | 0 | 0 | 0 | 0 | 0 | 0 | 0 | 1 | 1 | 0 | 50 | 1 | 50 | 0 | 0 | 0 | 0 | 0 |  | 0 | 1 | 1 | 1 | 1 | 0 | 0
XJ | Xinjiang Bole (Xinhua) Energy Storage solar farm Photovoltaic 1 | solar_photovoltaic | 3143 | 5 | 0 | 1 | 0 | 0 | 0 | 0 | 0 | 0 | 0 | 0 | 0 | 1 | 1 | 0 | 600 | 1 | 600 | 0 | 0 | 0 | 0 | 0 |  | 0 | 1 | 1 | 1 | 1 | 0 | 0
XJ | Xinjiang Bole (Xinhua) Energy Storage solar farm Photovoltalic 2 | solar_photovoltaic | 3144 | 5 | 0 | 1 | 0 | 0 | 0 | 0 | 0 | 0 | 0 | 0 | 0 | 1 | 1 | 0 | 300 | 1 | 300 | 0 | 0 | 0 | 0 | 0 |  | 0 | 1 | 1 | 1 | 1 | 0 | 0
XJ | Xinjiang Bole 600 MW Solar and Storage solar project | solar_photovoltaic | 3145 | 5 | 0 | 1 | 0 | 0 | 0 | 0 | 0 | 0 | 0 | 0 | 0 | 1 | 1 | 0 | 600 | 1 | 600 | 0 | 0 | 0 | 0 | 0 |  | 0 | 1 | 1 | 1 | 1 | 0 | 0
XJ | Xinjiang Bozhou 5 Division 83 Regiment Zhongdiantou solar farm Phase 1 | solar_photovoltaic | 3146 | 5 | 0 | 1 | 0 | 0 | 0 | 0 | 0 | 0 | 0 | 0 | 0 | 1 | 1 | 0 | 20 | 1 | 20 | 0 | 0 | 0 | 0 | 0 |  | 0 | 1 | 1 | 1 | 1 | 0 | 0
XJ | Xinjiang Bozhou Bole Jiuzhou Fangyuan Grid-Connected solar farm Phase 1 | solar_photovoltaic | 3147 | 5 | 0 | 1 | 0 | 0 | 0 | 0 | 0 | 0 | 0 | 0 | 0 | 1 | 1 | 0 | 30 | 1 | 30 | 0 | 0 | 0 | 0 | 0 |  | 0 | 1 | 1 | 1 | 1 | 0 | 0
XJ | Xinjiang Bozhou Bole Jiuzhou Fangyuan Grid-Connected solar farm Phase 2 | solar_photovoltaic | 3148 | 5 | 0 | 1 | 0 | 0 | 0 | 0 | 0 | 0 | 0 | 0 | 0 | 1 | 1 | 0 | 20 | 1 | 20 | 0 | 0 | 0 | 0 | 0 |  | 0 | 1 | 1 | 1 | 1 | 0 | 0
XJ | Xinjiang Bozhou Bole Jiuzhou Fangyuan Grid-Connected solar farm Phase 3 | solar_photovoltaic | 3149 | 5 | 0 | 1 | 0 | 0 | 0 | 0 | 0 | 0 | 0 | 0 | 0 | 1 | 1 | 0 | 30 | 1 | 30 | 0 | 0 | 0 | 0 | 0 |  | 0 | 1 | 1 | 1 | 1 | 0 | 0
XJ | Xinjiang Bozhou Bole Jiuzhou Fangyuan Grid-Connected solar farm Phase 4 | solar_photovoltaic | 3150 | 5 | 0 | 1 | 0 | 0 | 0 | 0 | 0 | 0 | 0 | 0 | 0 | 1 | 1 | 0 | 20 | 1 | 20 | 0 | 0 | 0 | 0 | 0 |  | 0 | 1 | 1 | 1 | 1 | 0 | 0
XJ | Xinjiang Bozhou Bole Jiuzhou Fangyuan Grid-Connected solar farm Phase 5 | solar_photovoltaic | 3151 | 5 | 0 | 1 | 0 | 0 | 0 | 0 | 0 | 0 | 0 | 0 | 0 | 1 | 1 | 0 | 60 | 1 | 60 | 0 | 0 | 0 | 0 | 0 |  | 0 | 1 | 1 | 1 | 1 | 0 | 0
XJ | Xinjiang Bozhou Bole Jiuzhou Fangyuan Grid-Connected solar farm Phase 6 | solar_photovoltaic | 3152 | 5 | 0 | 1 | 0 | 0 | 0 | 0 | 0 | 0 | 0 | 0 | 0 | 1 | 1 | 0 | 20 | 1 | 20 | 0 | 0 | 0 | 0 | 0 |  | 0 | 1 | 1 | 1 | 1 | 0 | 0
XJ | Xinjiang Bozhou Bole Jiuzhou Fangyuan Grid-Connected solar farm Phase 7 | solar_photovoltaic | 3153 | 5 | 0 | 1 | 0 | 0 | 0 | 0 | 0 | 0 | 0 | 0 | 0 | 1 | 1 | 0 | 60 | 1 | 60 | 0 | 0 | 0 | 0 | 0 |  | 0 | 1 | 1 | 1 | 1 | 0 | 0
XJ | Xinjiang Bozhou Jinghe Aikang Grid-Connected solar farm Phase 1 | solar_photovoltaic | 3154 | 5 | 0 | 1 | 0 | 0 | 0 | 0 | 0 | 0 | 0 | 0 | 0 | 1 | 1 | 0 | 20 | 1 | 20 | 0 | 0 | 0 | 0 | 0 |  | 0 | 1 | 1 | 1 | 1 | 0 | 0
XJ | Xinjiang Bozhou Jinghe Aikang Grid-Connected solar farm Phase 2 | solar_photovoltaic | 3155 | 5 | 0 | 1 | 0 | 0 | 0 | 0 | 0 | 0 | 0 | 0 | 0 | 1 | 1 | 0 | 20 | 1 | 20 | 0 | 0 | 0 | 0 | 0 |  | 0 | 1 | 1 | 1 | 1 | 0 | 0
XJ | Xinjiang Bozhou Jinghe Aikang Grid-Connected solar farm Phase 3 | solar_photovoltaic | 3156 | 5 | 0 | 1 | 0 | 0 | 0 | 0 | 0 | 0 | 0 | 0 | 0 | 1 | 1 | 0 | 30 | 1 | 30 | 0 | 0 | 0 | 0 | 0 |  | 0 | 1 | 1 | 1 | 1 | 0 | 0
XJ | Xinjiang Bozhou Jinghe Aikang Grid-Connected solar farm Phase 4 | solar_photovoltaic | 3157 | 5 | 0 | 1 | 0 | 0 | 0 | 0 | 0 | 0 | 0 | 0 | 0 | 1 | 1 | 0 | 20 | 1 | 20 | 0 | 0 | 0 | 0 | 0 |  | 0 | 1 | 1 | 1 | 1 | 0 | 0
XJ | Xinjiang Bozhou Jinghe Fenghua Grid-Connected solar farm Phase 2 | solar_photovoltaic | 3158 | 5 | 0 | 1 | 0 | 0 | 0 | 0 | 0 | 0 | 0 | 0 | 0 | 1 | 1 | 0 | 20 | 1 | 20 | 0 | 0 | 0 | 0 | 0 |  | 0 | 1 | 1 | 1 | 1 | 0 | 0
XJ | Xinjiang Bozhou Jinghe Fenghua solar farm | solar_photovoltaic | 3159 | 5 | 0 | 1 | 0 | 0 | 0 | 0 | 0 | 0 | 0 | 0 | 0 | 1 | 1 | 0 | 20 | 1 | 20 | 0 | 0 | 0 | 0 | 0 |  | 0 | 1 | 1 | 1 | 1 | 0 | 0
XJ | Xinjiang Bozhou Wenquan (Datang) solar farm | solar_photovoltaic | 3160 | 5 | 0 | 1 | 0 | 0 | 0 | 0 | 0 | 0 | 0 | 0 | 0 | 1 | 1 | 0 | 30 | 1 | 30 | 0 | 0 | 0 | 0 | 0 |  | 0 | 1 | 1 | 1 | 1 | 0 | 0
XJ | Xinjiang Bozhou Wenquan Guosheng Grid-Connected solar farm Phase 1 | solar_photovoltaic | 3161 | 5 | 0 | 1 | 0 | 0 | 0 | 0 | 0 | 0 | 0 | 0 | 0 | 1 | 1 | 0 | 30 | 1 | 30 | 0 | 0 | 0 | 0 | 0 |  | 0 | 1 | 1 | 1 | 1 | 0 | 0
XJ | Xinjiang Bozhou Yuli Alashankou Dongbei Grid-Connected solar farm | solar_photovoltaic | 3162 | 5 | 0 | 1 | 0 | 0 | 0 | 0 | 0 | 0 | 0 | 0 | 0 | 1 | 1 | 0 | 50 | 1 | 50 | 0 | 0 | 0 | 0 | 0 |  | 0 | 1 | 1 | 1 | 1 | 0 | 0
XJ | Xinjiang Bozhou Zhongdiantou solar farm Phase 1 | solar_photovoltaic | 3163 | 5 | 0 | 1 | 0 | 0 | 0 | 0 | 0 | 0 | 0 | 0 | 0 | 1 | 1 | 0 | 20 | 1 | 20 | 0 | 0 | 0 | 0 | 0 |  | 0 | 1 | 1 | 1 | 1 | 0 | 0
XJ | Xinjiang Cele (China Energy Investment) solar power plant | solar_photovoltaic | 3164 | 5 | 0 | 1 | 0 | 0 | 0 | 0 | 0 | 0 | 0 | 0 | 0 | 1 | 1 | 0 | 50 | 1 | 50 | 0 | 0 | 0 | 0 | 0 |  | 0 | 1 | 1 | 1 | 1 | 0 | 0
XJ | Xinjiang Chabuchaer Kelu solar farm | solar_photovoltaic | 3165 | 5 | 0 | 1 | 0 | 0 | 0 | 0 | 0 | 0 | 0 | 0 | 0 | 1 | 1 | 0 | 30 | 1 | 30 | 0 | 0 | 0 | 0 | 0 |  | 0 | 1 | 1 | 1 | 1 | 0 | 0
XJ | Xinjiang Changji (Furui) solar farm | solar_photovoltaic | 3166 | 5 | 0 | 1 | 0 | 0 | 0 | 0 | 0 | 0 | 0 | 0 | 0 | 1 | 1 | 0 | 100 | 1 | 100 | 0 | 0 | 0 | 0 | 0 |  | 0 | 1 | 1 | 1 | 1 | 0 | 0
XJ | Xinjiang Changji Fukang Ziniquanzi solar farm | solar_photovoltaic | 3167 | 5 | 0 | 1 | 0 | 0 | 0 | 0 | 0 | 0 | 0 | 0 | 0 | 1 | 1 | 0 | 20 | 1 | 20 | 0 | 0 | 0 | 0 | 0 |  | 0 | 1 | 1 | 1 | 1 | 0 | 0
XJ | Xinjiang Changji Jimusaer Hanneng Grid-Connected solar farm Phase 1 | solar_photovoltaic | 3168 | 5 | 0 | 1 | 0 | 0 | 0 | 0 | 0 | 0 | 0 | 0 | 0 | 1 | 1 | 0 | 20 | 1 | 20 | 0 | 0 | 0 | 0 | 0 |  | 0 | 1 | 1 | 1 | 1 | 0 | 0
XJ | Xinjiang Changji Jimusaer Xinfeng Grid-Connected solar farm | solar_photovoltaic | 3169 | 5 | 0 | 1 | 0 | 0 | 0 | 0 | 0 | 0 | 0 | 0 | 0 | 1 | 1 | 0 | 20 | 1 | 20 | 0 | 0 | 0 | 0 | 0 |  | 0 | 1 | 1 | 1 | 1 | 0 | 0
XJ | Xinjiang Changji Mulei Huadian Fuxin Grid-Connected solar farm Phase 1 | solar_photovoltaic | 3170 | 5 | 0 | 1 | 0 | 0 | 0 | 0 | 0 | 0 | 0 | 0 | 0 | 1 | 1 | 0 | 20 | 1 | 20 | 0 | 0 | 0 | 0 | 0 |  | 0 | 1 | 1 | 1 | 1 | 0 | 0
XJ | Xinjiang Changji Mulei Huarui solar farm | solar_photovoltaic | 3171 | 5 | 0 | 1 | 0 | 0 | 0 | 0 | 0 | 0 | 0 | 0 | 0 | 1 | 1 | 0 | 20 | 1 | 20 | 0 | 0 | 0 | 0 | 0 |  | 0 | 1 | 1 | 1 | 1 | 0 | 0
XJ | Xinjiang Changji Mulei Tebian Grid-Connected solar farm Phase 1 | solar_photovoltaic | 3172 | 5 | 0 | 1 | 0 | 0 | 0 | 0 | 0 | 0 | 0 | 0 | 0 | 1 | 1 | 0 | 20 | 1 | 20 | 0 | 0 | 0 | 0 | 0 |  | 0 | 1 | 1 | 1 | 1 | 0 | 0
XJ | Xinjiang Changji Mulei Tebian Grid-Connected solar farm Phase 2 | solar_photovoltaic | 3173 | 5 | 0 | 1 | 0 | 0 | 0 | 0 | 0 | 0 | 0 | 0 | 0 | 1 | 1 | 0 | 20 | 1 | 20 | 0 | 0 | 0 | 0 | 0 |  | 0 | 1 | 1 | 1 | 1 | 0 | 0
XJ | Xinjiang Changji Mulei Xinte Grid-Connected solar farm Phase 1 | solar_photovoltaic | 3174 | 5 | 0 | 1 | 0 | 0 | 0 | 0 | 0 | 0 | 0 | 0 | 0 | 1 | 1 | 0 | 20 | 1 | 20 | 0 | 0 | 0 | 0 | 0 |  | 0 | 1 | 1 | 1 | 1 | 0 | 0
XJ | Xinjiang Changji Qitai Juyang Grid-Connected solar farm Phase 1 | solar_photovoltaic | 3175 | 5 | 0 | 1 | 0 | 0 | 0 | 0 | 0 | 0 | 0 | 0 | 0 | 1 | 1 | 0 | 30 | 1 | 30 | 0 | 0 | 0 | 0 | 0 |  | 0 | 1 | 1 | 1 | 1 | 0 | 0
XJ | Xinjiang Changji Qitai Juyang Grid-Connected solar farm Phase 2 | solar_photovoltaic | 3176 | 5 | 0 | 1 | 0 | 0 | 0 | 0 | 0 | 0 | 0 | 0 | 0 | 1 | 1 | 0 | 30 | 1 | 30 | 0 | 0 | 0 | 0 | 0 |  | 0 | 1 | 1 | 1 | 1 | 0 | 0
XJ | Xinjiang Changji Qitai TBEA solar farm Phase 1 | solar_photovoltaic | 3177 | 5 | 0 | 1 | 0 | 0 | 0 | 0 | 0 | 0 | 0 | 0 | 0 | 1 | 1 | 0 | 20 | 1 | 20 | 0 | 0 | 0 | 0 | 0 |  | 0 | 1 | 1 | 1 | 1 | 0 | 0
XJ | Xinjiang Changji Zhundong Park Thermal Power Plant (East Hope) solar farm | solar_photovoltaic | 3178 | 5 | 0 | 1 | 0 | 0 | 0 | 0 | 0 | 0 | 0 | 0 | 0 | 1 | 1 | 0 | 21.4 | 1 | 21.4 | 0 | 0 | 0 | 0 | 0 |  | 0 | 1 | 1 | 1 | 1 | 0 | 0
XJ | Xinjiang Corps 128th Regiment (Trina) solar power plant | solar_photovoltaic | 3179 | 5 | 0 | 1 | 0 | 0 | 0 | 0 | 0 | 0 | 0 | 0 | 0 | 1 | 1 | 0 | 100 | 1 | 100 | 0 | 0 | 0 | 0 | 0 |  | 0 | 1 | 1 | 1 | 1 | 0 | 0
XJ | Xinjiang Corps 12th Division Industrial Park Low Carbon Transformation solar farm | solar_photovoltaic | 3180 | 5 | 0 | 1 | 0 | 0 | 0 | 0 | 0 | 0 | 0 | 0 | 0 | 1 | 1 | 0 | 500 | 1 | 500 | 0 | 0 | 0 | 0 | 0 |  | 0 | 1 | 1 | 1 | 1 | 0 | 0
XJ | Xinjiang Corps 130th Regiment solar power plant | solar_photovoltaic | 3181 | 5 | 0 | 1 | 0 | 0 | 0 | 0 | 0 | 0 | 0 | 0 | 0 | 1 | 1 | 0 | 100 | 1 | 100 | 0 | 0 | 0 | 0 | 0 |  | 0 | 1 | 1 | 1 | 1 | 0 | 0
XJ | Xinjiang Corps 166th Regiment (Xinjiang New Energy) solar power plant | solar_photovoltaic | 3182 | 5 | 0 | 1 | 0 | 0 | 0 | 0 | 0 | 0 | 0 | 0 | 0 | 1 | 1 | 0 | 36 | 1 | 36 | 0 | 0 | 0 | 0 | 0 |  | 0 | 1 | 1 | 1 | 1 | 0 | 0
XJ | Xinjiang Corps 166th Regiment (Xinjiang New Energy) solar power plant Phase 2 | solar_photovoltaic | 3183 | 5 | 0 | 1 | 0 | 0 | 0 | 0 | 0 | 0 | 0 | 0 | 0 | 1 | 1 | 0 | 34 | 1 | 34 | 0 | 0 | 0 | 0 | 0 |  | 0 | 1 | 1 | 1 | 1 | 0 | 0
XJ | Xinjiang Corps 33th Regiment (Huaneng) solar power plant | solar_photovoltaic | 3184 | 5 | 0 | 1 | 0 | 0 | 0 | 0 | 0 | 0 | 0 | 0 | 0 | 1 | 1 | 0 | 200 | 1 | 200 | 0 | 0 | 0 | 0 | 0 |  | 0 | 1 | 1 | 1 | 1 | 0 | 0
XJ | Xinjiang Corps 34th Regiment (China Guangdong Nuclear) solar power plant | solar_photovoltaic | 3185 | 5 | 0 | 1 | 0 | 0 | 0 | 0 | 0 | 0 | 0 | 0 | 0 | 1 | 1 | 0 | 100 | 1 | 100 | 0 | 0 | 0 | 0 | 0 |  | 0 | 1 | 1 | 1 | 1 | 0 | 0
XJ | Xinjiang Corps 34th Regiment (Huaneng) solar power plant | solar_photovoltaic | 3186 | 5 | 0 | 1 | 0 | 0 | 0 | 0 | 0 | 0 | 0 | 0 | 0 | 1 | 1 | 0 | 100 | 1 | 100 | 0 | 0 | 0 | 0 | 0 |  | 0 | 1 | 1 | 1 | 1 | 0 | 0
XJ | Xinjiang Corps Alar 2 GW solar base Phase 1 | solar_photovoltaic | 3187 | 5 | 0 | 1 | 0 | 0 | 0 | 0 | 0 | 0 | 0 | 0 | 0 | 1 | 1 | 0 | 1000 | 1 | 1000 | 0 | 0 | 0 | 0 | 0 |  | 0 | 1 | 1 | 1 | 1 | 0 | 0
XJ | Xinjiang Corps Alar New Load solar farm | solar_photovoltaic | 3188 | 5 | 0 | 1 | 0 | 0 | 0 | 0 | 0 | 0 | 0 | 0 | 0 | 1 | 1 | 0 | 150 | 1 | 150 | 0 | 0 | 0 | 0 | 0 |  | 0 | 1 | 1 | 1 | 1 | 0 | 0
XJ | Xinjiang Corps Kokdala (Huaneng) solar farm | solar_photovoltaic | 3189 | 5 | 0 | 1 | 0 | 0 | 0 | 0 | 0 | 0 | 0 | 0 | 0 | 1 | 1 | 0 | 300 | 1 | 300 | 0 | 0 | 0 | 0 | 0 |  | 0 | 1 | 1 | 1 | 1 | 0 | 0
XJ | Xinjiang Corps Kokdala 64th Regiment (China Nuclear) Unsubsidized solar power plant | solar_photovoltaic | 3190 | 5 | 0 | 1 | 0 | 0 | 0 | 0 | 0 | 0 | 0 | 0 | 0 | 1 | 1 | 0 | 100 | 1 | 100 | 0 | 0 | 0 | 0 | 0 |  | 0 | 1 | 1 | 1 | 1 | 0 | 0
XJ | Xinjiang Corps Kokdala 64th Regiment (Zhengtai) solar power plant | solar_photovoltaic | 3191 | 5 | 0 | 1 | 0 | 0 | 0 | 0 | 0 | 0 | 0 | 0 | 0 | 1 | 1 | 0 | 54.4 | 1 | 54.4 | 0 | 0 | 0 | 0 | 0 |  | 0 | 1 | 1 | 1 | 1 | 0 | 0
XJ | Xinjiang Corps Shihezi (China Energy Construction) solar farm Phase 1 | solar_photovoltaic | 3192 | 5 | 0 | 1 | 0 | 0 | 0 | 0 | 0 | 0 | 0 | 0 | 0 | 1 | 1 | 0 | 120 | 1 | 120 | 0 | 0 | 0 | 0 | 0 |  | 0 | 1 | 1 | 1 | 1 | 0 | 0
XJ | Xinjiang Corps Shihezi (China Energy Construction) solar farm Phase 2 | solar_photovoltaic | 3193 | 5 | 0 | 1 | 0 | 0 | 0 | 0 | 0 | 0 | 0 | 0 | 0 | 1 | 1 | 0 | 180 | 1 | 180 | 0 | 0 | 0 | 0 | 0 |  | 0 | 1 | 1 | 1 | 1 | 0 | 0
XJ | Xinjiang Corps Shihezi (Jilin Power) Unsubsidized solar power plant | solar_photovoltaic | 3194 | 5 | 0 | 1 | 0 | 0 | 0 | 0 | 0 | 0 | 0 | 0 | 0 | 1 | 1 | 0 | 600 | 1 | 600 | 0 | 0 | 0 | 0 | 0 |  | 0 | 1 | 1 | 1 | 1 | 0 | 0
XJ | Xinjiang Corps Shihezi (Jinko) Unsubsidized solar power plant Phase 1 | solar_photovoltaic | 3195 | 5 | 0 | 1 | 0 | 0 | 0 | 0 | 0 | 0 | 0 | 0 | 0 | 1 | 1 | 0 | 100 | 1 | 100 | 0 | 0 | 0 | 0 | 0 |  | 0 | 1 | 1 | 1 | 1 | 0 | 0
XJ | Xinjiang Corps Shihezi (Tianfu) 20 MW solar farm | solar_photovoltaic | 3196 | 5 | 0 | 1 | 0 | 0 | 0 | 0 | 0 | 0 | 0 | 0 | 0 | 1 | 1 | 0 | 20 | 1 | 20 | 0 | 0 | 0 | 0 | 0 |  | 0 | 1 | 1 | 1 | 1 | 0 | 0
XJ | Xinjiang Corps Shihezi 134th Regiment (Tianfu) solar farm | solar_photovoltaic | 3197 | 5 | 0 | 1 | 0 | 0 | 0 | 0 | 0 | 0 | 0 | 0 | 0 | 1 | 1 | 0 | 400 | 1 | 400 | 0 | 0 | 0 | 0 | 0 |  | 0 | 1 | 1 | 1 | 1 | 0 | 0
XJ | Xinjiang Corps Shihezi 142nd Regiment (China Power Construction) solar farm | solar_photovoltaic | 3198 | 5 | 0 | 1 | 0 | 0 | 0 | 0 | 0 | 0 | 0 | 0 | 0 | 1 | 1 | 0 | 300 | 1 | 300 | 0 | 0 | 0 | 0 | 0 |  | 0 | 1 | 1 | 1 | 1 | 0 | 0
XJ | Xinjiang Corps Shihezi 8th Division 148 Regiment Lantian solar farm | solar_photovoltaic | 3199 | 5 | 0 | 1 | 0 | 0 | 0 | 0 | 0 | 0 | 0 | 0 | 0 | 1 | 1 | 0 | 30 | 1 | 30 | 0 | 0 | 0 | 0 | 0 |  | 0 | 1 | 1 | 1 | 1 | 0 | 0
XJ | Xinjiang Corps Shihezi Eighth Division 51 MW Demonstration solar farm | solar_photovoltaic | 3200 | 5 | 0 | 1 | 0 | 0 | 0 | 0 | 0 | 0 | 0 | 0 | 0 | 1 | 1 | 0 | 51 | 1 | 51 | 0 | 0 | 0 | 0 | 0 |  | 0 | 1 | 1 | 1 | 1 | 0 | 0
XJ | Xinjiang Corps Shihezi Eighth Division 69 MW Demonstration solar farm | solar_photovoltaic | 3201 | 5 | 0 | 1 | 0 | 0 | 0 | 0 | 0 | 0 | 0 | 0 | 0 | 1 | 1 | 0 | 69 | 1 | 69 | 0 | 0 | 0 | 0 | 0 |  | 0 | 1 | 1 | 1 | 1 | 0 | 0
XJ | Xinjiang Corps Shihezi Eighth Division 72 MW Demonstration solar farm | solar_photovoltaic | 3202 | 5 | 0 | 1 | 0 | 0 | 0 | 0 | 0 | 0 | 0 | 0 | 0 | 1 | 1 | 0 | 72 | 1 | 72 | 0 | 0 | 0 | 0 | 0 |  | 0 | 1 | 1 | 1 | 1 | 0 | 0
XJ | Xinjiang Corps Shihezi Shihutan Source/Grid/Load/Storage solar farm Phase 1 | solar_photovoltaic | 3203 | 5 | 0 | 1 | 0 | 0 | 0 | 0 | 0 | 0 | 0 | 0 | 0 | 1 | 1 | 0 | 54.4 | 1 | 54.4 | 0 | 0 | 0 | 0 | 0 |  | 0 | 1 | 1 | 1 | 1 | 0 | 0
XJ | Xinjiang Corps Shuanghe 90th Regiment solar power plant | solar_photovoltaic | 3204 | 5 | 0 | 1 | 0 | 0 | 0 | 0 | 0 | 0 | 0 | 0 | 0 | 1 | 1 | 0 | 100 | 1 | 100 | 0 | 0 | 0 | 0 | 0 |  | 0 | 1 | 1 | 1 | 1 | 0 | 0
XJ | Xinjiang Corps South 45th Regiment solar power plant Phase 1 | solar_photovoltaic | 3205 | 5 | 0 | 1 | 0 | 0 | 0 | 0 | 0 | 0 | 0 | 0 | 0 | 1 | 1 | 0 | 400 | 1 | 400 | 0 | 0 | 0 | 0 | 0 |  | 0 | 1 | 1 | 1 | 1 | 0 | 0
XJ | Xinjiang Corps South 45th Regiment solar power plant Phase 2 | solar_photovoltaic | 3206 | 5 | 0 | 1 | 0 | 0 | 0 | 0 | 0 | 0 | 0 | 0 | 0 | 1 | 1 | 0 | 350 | 1 | 350 | 0 | 0 | 0 | 0 | 0 |  | 0 | 1 | 1 | 1 | 1 | 0 | 0
XJ | Xinjiang Corps Tumxuk City Source-Grid-Load-Storage solar farm Phase 1 | solar_photovoltaic | 3207 | 5 | 0 | 1 | 0 | 0 | 0 | 0 | 0 | 0 | 0 | 0 | 0 | 1 | 1 | 0 | 200 | 1 | 200 | 0 | 0 | 0 | 0 | 0 |  | 0 | 1 | 1 | 1 | 1 | 0 | 0
XJ | Xinjiang Corps Wusu Area Coal Power Plant Flexible Operation solar farm | solar_photovoltaic | 3208 | 5 | 0 | 1 | 0 | 0 | 0 | 0 | 0 | 0 | 0 | 0 | 0 | 1 | 1 | 0 | 380 | 1 | 380 | 0 | 0 | 0 | 0 | 0 |  | 0 | 1 | 1 | 1 | 1 | 0 | 0
XJ | Xinjiang Corps Xinjiang 10th Regiment solar power plant | solar_photovoltaic | 3209 | 5 | 0 | 1 | 0 | 0 | 0 | 0 | 0 | 0 | 0 | 0 | 0 | 1 | 1 | 0 | 400 | 1 | 400 | 0 | 0 | 0 | 0 | 0 |  | 0 | 1 | 1 | 1 | 1 | 0 | 0
XJ | Xinjiang Corps Yili Ximeishi solar farm Phase 1 | solar_photovoltaic | 3210 | 5 | 0 | 1 | 0 | 0 | 0 | 0 | 0 | 0 | 0 | 0 | 0 | 1 | 1 | 0 | 20 | 1 | 20 | 0 | 0 | 0 | 0 | 0 |  | 0 | 1 | 1 | 1 | 1 | 0 | 0
XJ | Xinjiang Emin 9th Corps 170th Brigade Haitianda solar farm | solar_photovoltaic | 3211 | 5 | 0 | 1 | 0 | 0 | 0 | 0 | 0 | 0 | 0 | 0 | 0 | 1 | 1 | 0 | 30 | 1 | 30 | 0 | 0 | 0 | 0 | 0 |  | 0 | 1 | 1 | 1 | 1 | 0 | 0
XJ | Xinjiang Emin 9th Corps 170th Brigade Haitianda solar farm Phase 2 | solar_photovoltaic | 3212 | 5 | 0 | 1 | 0 | 0 | 0 | 0 | 0 | 0 | 0 | 0 | 0 | 1 | 1 | 0 | 30 | 1 | 30 | 0 | 0 | 0 | 0 | 0 |  | 0 | 1 | 1 | 1 | 1 | 0 | 0
XJ | Xinjiang Emin 9th Corps 170th Brigade Haitianda solar farm Phase 3 | solar_photovoltaic | 3213 | 5 | 0 | 1 | 0 | 0 | 0 | 0 | 0 | 0 | 0 | 0 | 0 | 1 | 1 | 0 | 20 | 1 | 20 | 0 | 0 | 0 | 0 | 0 |  | 0 | 1 | 1 | 1 | 1 | 0 | 0
XJ | Xinjiang Fuhai Hanneng solar farm | solar_photovoltaic | 3214 | 5 | 0 | 1 | 0 | 0 | 0 | 0 | 0 | 0 | 0 | 0 | 0 | 1 | 1 | 0 | 20 | 1 | 20 | 0 | 0 | 0 | 0 | 0 |  | 0 | 1 | 1 | 1 | 1 | 0 | 0
XJ | Xinjiang Fukang (Huaneng) Compressed Air Storage solar farm | solar_photovoltaic | 3215 | 5 | 0 | 1 | 0 | 0 | 0 | 0 | 0 | 0 | 0 | 0 | 0 | 1 | 1 | 0 | 1000 | 1 | 1000 | 0 | 0 | 0 | 0 | 0 |  | 0 | 1 | 1 | 1 | 1 | 0 | 0
XJ | Xinjiang Fukang (Luneng) solar power plant PV 1 | solar_photovoltaic | 3216 | 5 | 0 | 1 | 0 | 0 | 0 | 0 | 0 | 0 | 0 | 0 | 0 | 1 | 1 | 0 | 420 | 1 | 420 | 0 | 0 | 0 | 0 | 0 |  | 0 | 1 | 1 | 1 | 1 | 0 | 0
XJ | Xinjiang Fukang (Luneng) solar power plant PV 2 | solar_photovoltaic | 3217 | 5 | 0 | 1 | 0 | 0 | 0 | 0 | 0 | 0 | 0 | 0 | 0 | 1 | 1 | 0 | 480 | 1 | 480 | 0 | 0 | 0 | 0 | 0 |  | 0 | 1 | 1 | 1 | 1 | 0 | 0
XJ | Xinjiang Fukang (Luneng) solar power plant Solar Thermal | solar_photovoltaic | 3218 | 5 | 0 | 1 | 0 | 0 | 0 | 0 | 0 | 0 | 0 | 0 | 0 | 1 | 1 | 0 | 100 | 1 | 100 | 0 | 0 | 0 | 0 | 0 |  | 0 | 1 | 1 | 1 | 1 | 0 | 0
XJ | Xinjiang Fukang (Zhongtai Mining and Metallurgy) solar farm | solar_photovoltaic | 3219 | 5 | 0 | 1 | 0 | 0 | 0 | 0 | 0 | 0 | 0 | 0 | 0 | 1 | 1 | 0 | 500 | 1 | 500 | 0 | 0 | 0 | 0 | 0 |  | 0 | 1 | 1 | 1 | 1 | 0 | 0
XJ | Xinjiang Fukang (Zhongtai New Energy) solar farm | solar_photovoltaic | 3220 | 5 | 0 | 1 | 0 | 0 | 0 | 0 | 0 | 0 | 0 | 0 | 0 | 1 | 1 | 0 | 250 | 1 | 250 | 0 | 0 | 0 | 0 | 0 |  | 0 | 1 | 1 | 1 | 1 | 0 | 0
XJ | Xinjiang Fukang 600 MW solar power plant | solar_photovoltaic | 3221 | 5 | 0 | 1 | 0 | 0 | 0 | 0 | 0 | 0 | 0 | 0 | 0 | 1 | 1 | 0 | 600 | 1 | 600 | 0 | 0 | 0 | 0 | 0 |  | 0 | 1 | 1 | 1 | 1 | 0 | 0
XJ | Xinjiang Fukang Tianlong Mining Green Power Substitution solar farm | solar_photovoltaic | 3222 | 5 | 0 | 1 | 0 | 0 | 0 | 0 | 0 | 0 | 0 | 0 | 0 | 1 | 1 | 0 | 150 | 1 | 150 | 0 | 0 | 0 | 0 | 0 |  | 0 | 1 | 1 | 1 | 1 | 0 | 0
XJ | Xinjiang Fukang Ziniquanzi Xinfeng solar farm | solar_photovoltaic | 3223 | 5 | 0 | 1 | 0 | 0 | 0 | 0 | 0 | 0 | 0 | 0 | 0 | 1 | 1 | 0 | 20 | 1 | 20 | 0 | 0 | 0 | 0 | 0 |  | 0 | 1 | 1 | 1 | 1 | 0 | 0
XJ | Xinjiang Fuyun Wuling Qinghe solar farm Phase 1 | solar_photovoltaic | 3224 | 5 | 0 | 1 | 0 | 0 | 0 | 0 | 0 | 0 | 0 | 0 | 0 | 1 | 1 | 0 | 20 | 1 | 20 | 0 | 0 | 0 | 0 | 0 |  | 0 | 1 | 1 | 1 | 1 | 0 | 0
XJ | Xinjiang Gaochang Qiquanhu (Huaneng) solar farm | solar_photovoltaic | 3225 | 5 | 0 | 1 | 0 | 0 | 0 | 0 | 0 | 0 | 0 | 0 | 0 | 1 | 1 | 0 | 50 | 1 | 50 | 0 | 0 | 0 | 0 | 0 |  | 0 | 1 | 1 | 1 | 1 | 0 | 0
XJ | Xinjiang Gaochang Qiquanhu Yuze solar farm Phase 3 | solar_photovoltaic | 3226 | 5 | 0 | 1 | 0 | 0 | 0 | 0 | 0 | 0 | 0 | 0 | 0 | 1 | 1 | 0 | 20 | 1 | 20 | 0 | 0 | 0 | 0 | 0 |  | 0 | 1 | 1 | 1 | 1 | 0 | 0
XJ | Xinjiang Gurbantünggüt Desert Renewables Base Mori solar farms China Coal | solar_photovoltaic | 3227 | 5 | 0 | 1 | 0 | 0 | 0 | 0 | 0 | 0 | 0 | 0 | 0 | 1 | 1 | 0 | 125 | 1 | 125 | 0 | 0 | 0 | 0 | 0 |  | 0 | 1 | 1 | 1 | 1 | 0 | 0
XJ | Xinjiang Gurbantünggüt Desert Renewables Base Mori solar farms Huadian | solar_photovoltaic | 3228 | 5 | 0 | 1 | 0 | 0 | 0 | 0 | 0 | 0 | 0 | 0 | 0 | 1 | 1 | 0 | 250 | 1 | 250 | 0 | 0 | 0 | 0 | 0 |  | 0 | 1 | 1 | 1 | 1 | 0 | 0
XJ | Xinjiang Gurbantünggüt Desert Renewables Base Mori solar farms Shaanxi Investment | solar_photovoltaic | 3229 | 5 | 0 | 1 | 0 | 0 | 0 | 0 | 0 | 0 | 0 | 0 | 0 | 1 | 1 | 0 | 125 | 1 | 125 | 0 | 0 | 0 | 0 | 0 |  | 0 | 1 | 1 | 1 | 1 | 0 | 0
XJ | Xinjiang Gurbantünggüt Desert Renewables Base Qitai solar farms Anhui Energy | solar_photovoltaic | 3230 | 5 | 0 | 1 | 0 | 0 | 0 | 0 | 0 | 0 | 0 | 0 | 0 | 1 | 1 | 0 | 800 | 1 | 800 | 0 | 0 | 0 | 0 | 0 |  | 0 | 1 | 1 | 1 | 1 | 0 | 0
XJ | Xinjiang Gurbantünggüt Desert Renewables Base Qitai solar farms Huadian | solar_photovoltaic | 3231 | 5 | 0 | 1 | 0 | 0 | 0 | 0 | 0 | 0 | 0 | 0 | 0 | 1 | 1 | 0 | 300 | 1 | 300 | 0 | 0 | 0 | 0 | 0 |  | 0 | 1 | 1 | 1 | 1 | 0 | 0
XJ | Xinjiang Gurbantünggüt Desert Renewables Base Qitai solar farms State Power Grid 1 | solar_photovoltaic | 3232 | 5 | 0 | 1 | 0 | 0 | 0 | 0 | 0 | 0 | 0 | 0 | 0 | 1 | 1 | 0 | 300 | 1 | 300 | 0 | 0 | 0 | 0 | 0 |  | 0 | 1 | 1 | 1 | 1 | 0 | 0
XJ | Xinjiang Gurbantünggüt Desert Renewables Base Qitai solar farms State Power Grid 2 | solar_photovoltaic | 3233 | 5 | 0 | 1 | 0 | 0 | 0 | 0 | 0 | 0 | 0 | 0 | 0 | 1 | 1 | 0 | 300 | 1 | 300 | 0 | 0 | 0 | 0 | 0 |  | 0 | 1 | 1 | 1 | 1 | 0 | 0
XJ | Xinjiang Hami "First Power Export Line" (China Coal) Wind and Solar complex | solar_photovoltaic | 3234 | 5 | 0 | 1 | 0 | 0 | 0 | 0 | 0 | 0 | 0 | 0 | 0 | 1 | 1 | 0 | 200 | 1 | 200 | 0 | 0 | 0 | 0 | 0 |  | 0 | 1 | 1 | 1 | 1 | 0 | 0
XJ | Xinjiang Hami "First Power Export Line" (Huadian) Wind and Solar complex | solar_photovoltaic | 3235 | 5 | 0 | 1 | 0 | 0 | 0 | 0 | 0 | 0 | 0 | 0 | 0 | 1 | 1 | 0 | 100 | 1 | 100 | 0 | 0 | 0 | 0 | 0 |  | 0 | 1 | 1 | 1 | 1 | 0 | 0
XJ | Xinjiang Hami (China Three Gorges) Integrated solar farm Photovoltaic | solar_photovoltaic | 3236 | 5 | 0 | 1 | 0 | 0 | 0 | 0 | 0 | 0 | 0 | 0 | 0 | 1 | 1 | 0 | 900 | 1 | 900 | 0 | 0 | 0 | 0 | 0 |  | 0 | 1 | 1 | 1 | 1 | 0 | 0
XJ | Xinjiang Hami (China Three Gorges) Integrated solar farm Solar Thermal | solar_photovoltaic | 3237 | 5 | 0 | 1 | 0 | 0 | 0 | 0 | 0 | 0 | 0 | 0 | 0 | 1 | 1 | 0 | 100 | 1 | 100 | 0 | 0 | 0 | 0 | 0 |  | 0 | 1 | 1 | 1 | 1 | 0 | 0
XJ | Xinjiang Hami - Chongqing Transmission Line solar farms Huadian Photovoltaic | solar_photovoltaic | 3238 | 5 | 0 | 1 | 0 | 0 | 0 | 0 | 0 | 0 | 0 | 0 | 0 | 1 | 1 | 0 | 1800 | 1 | 1800 | 0 | 0 | 0 | 0 | 0 |  | 0 | 1 | 1 | 1 | 1 | 0 | 0
XJ | Xinjiang Hami - Zhengzhou Power Export (China Energy Investment) wind and solar farm | solar_photovoltaic | 3239 | 5 | 0 | 1 | 0 | 0 | 0 | 0 | 0 | 0 | 0 | 0 | 0 | 1 | 1 | 0 | 200 | 1 | 200 | 0 | 0 | 0 | 0 | 0 |  | 0 | 1 | 1 | 1 | 1 | 0 | 0
XJ | Xinjiang Hami 13th Division Liushuquan Farm Orui solar farm | solar_photovoltaic | 3240 | 5 | 0 | 1 | 0 | 0 | 0 | 0 | 0 | 0 | 0 | 0 | 0 | 1 | 1 | 0 | 20 | 1 | 20 | 0 | 0 | 0 | 0 | 0 |  | 0 | 1 | 1 | 1 | 1 | 0 | 0
XJ | Xinjiang Hami 13th Division Liushuquan Farm Yaohui solar farm | solar_photovoltaic | 3241 | 5 | 0 | 1 | 0 | 0 | 0 | 0 | 0 | 0 | 0 | 0 | 0 | 1 | 1 | 0 | 30 | 1 | 30 | 0 | 0 | 0 | 0 | 0 |  | 0 | 1 | 1 | 1 | 1 | 0 | 0
XJ | Xinjiang Hami 13th Division Liushuquan Farm Yaohui solar farm Phase 2 | solar_photovoltaic | 3242 | 5 | 0 | 1 | 0 | 0 | 0 | 0 | 0 | 0 | 0 | 0 | 0 | 1 | 1 | 0 | 30 | 1 | 30 | 0 | 0 | 0 | 0 | 0 |  | 0 | 1 | 1 | 1 | 1 | 0 | 0
XJ | Xinjiang Hami 13th Division Liushuquan Farm Yuanhe solar farm | solar_photovoltaic | 3243 | 5 | 0 | 1 | 0 | 0 | 0 | 0 | 0 | 0 | 0 | 0 | 0 | 1 | 1 | 0 | 100 | 1 | 100 | 0 | 0 | 0 | 0 | 0 |  | 0 | 1 | 1 | 1 | 1 | 0 | 0
XJ | Xinjiang Hami 13th DivisionHongxing Farm solar farm | solar_photovoltaic | 3244 | 5 | 0 | 1 | 0 | 0 | 0 | 0 | 0 | 0 | 0 | 0 | 0 | 1 | 1 | 0 | 50 | 1 | 50 | 0 | 0 | 0 | 0 | 0 |  | 0 | 1 | 1 | 1 | 1 | 0 | 0
XJ | Xinjiang Hami CGN solar farm Phase 1 | solar_photovoltaic | 3245 | 5 | 0 | 1 | 0 | 0 | 0 | 0 | 0 | 0 | 0 | 0 | 0 | 1 | 1 | 0 | 20 | 1 | 20 | 0 | 0 | 0 | 0 | 0 |  | 0 | 1 | 1 | 1 | 1 | 0 | 0
XJ | Xinjiang Hami CGN solar farm Phase 3 | solar_photovoltaic | 3246 | 5 | 0 | 1 | 0 | 0 | 0 | 0 | 0 | 0 | 0 | 0 | 0 | 1 | 1 | 0 | 30 | 1 | 30 | 0 | 0 | 0 | 0 | 0 |  | 0 | 1 | 1 | 1 | 1 | 0 | 0
XJ | Xinjiang Hami China Power Construction solar farm | solar_photovoltaic | 3247 | 5 | 0 | 1 | 0 | 0 | 0 | 0 | 0 | 0 | 0 | 0 | 0 | 1 | 1 | 0 | 50 | 1 | 50 | 0 | 0 | 0 | 0 | 0 |  | 0 | 1 | 1 | 1 | 1 | 0 | 0
XJ | Xinjiang Hami CPI solar farm | solar_photovoltaic | 3248 | 5 | 0 | 1 | 0 | 0 | 0 | 0 | 0 | 0 | 0 | 0 | 0 | 1 | 1 | 0 | 20 | 1 | 20 | 0 | 0 | 0 | 0 | 0 |  | 0 | 1 | 1 | 1 | 1 | 0 | 0
XJ | Xinjiang Hami Datang Grid-Connected solar farm Phase 1 | solar_photovoltaic | 3249 | 5 | 0 | 1 | 0 | 0 | 0 | 0 | 0 | 0 | 0 | 0 | 0 | 1 | 1 | 0 | 20 | 1 | 20 | 0 | 0 | 0 | 0 | 0 |  | 0 | 1 | 1 | 1 | 1 | 0 | 0
XJ | Xinjiang Hami Datang Grid-Connected solar farm Phase 2 | solar_photovoltaic | 3250 | 5 | 0 | 1 | 0 | 0 | 0 | 0 | 0 | 0 | 0 | 0 | 0 | 1 | 1 | 0 | 20 | 1 | 20 | 0 | 0 | 0 | 0 | 0 |  | 0 | 1 | 1 | 1 | 1 | 0 | 0
XJ | Xinjiang Hami Dongfang Minsheng Grid-Connected solar farm Phase 1 | solar_photovoltaic | 3251 | 5 | 0 | 1 | 0 | 0 | 0 | 0 | 0 | 0 | 0 | 0 | 0 | 1 | 1 | 0 | 20 | 1 | 20 | 0 | 0 | 0 | 0 | 0 |  | 0 | 1 | 1 | 1 | 1 | 0 | 0
XJ | Xinjiang Hami Dongfang Minsheng Grid-Connected solar farm Phase 2 | solar_photovoltaic | 3252 | 5 | 0 | 1 | 0 | 0 | 0 | 0 | 0 | 0 | 0 | 0 | 0 | 1 | 1 | 0 | 30 | 1 | 30 | 0 | 0 | 0 | 0 | 0 |  | 0 | 1 | 1 | 1 | 1 | 0 | 0
XJ | Xinjiang Hami Fuguang Grid-Connected solar farm Phase 1 | solar_photovoltaic | 3253 | 5 | 0 | 1 | 0 | 0 | 0 | 0 | 0 | 0 | 0 | 0 | 0 | 1 | 1 | 0 | 20 | 1 | 20 | 0 | 0 | 0 | 0 | 0 |  | 0 | 1 | 1 | 1 | 1 | 0 | 0
XJ | Xinjiang Hami Guangyuan solar farm | solar_photovoltaic | 3254 | 5 | 0 | 1 | 0 | 0 | 0 | 0 | 0 | 0 | 0 | 0 | 0 | 1 | 1 | 0 | 20 | 1 | 20 | 0 | 0 | 0 | 0 | 0 |  | 0 | 1 | 1 | 1 | 1 | 0 | 0
XJ | Xinjiang Hami Guodian Grid-Connected solar farm Phase 1 | solar_photovoltaic | 3255 | 5 | 0 | 1 | 0 | 0 | 0 | 0 | 0 | 0 | 0 | 0 | 0 | 1 | 1 | 0 | 20 | 1 | 20 | 0 | 0 | 0 | 0 | 0 |  | 0 | 1 | 1 | 1 | 1 | 0 | 0
XJ | Xinjiang Hami Guodian Power Grid-Connected solar farm Phase 1 | solar_photovoltaic | 3256 | 5 | 0 | 1 | 0 | 0 | 0 | 0 | 0 | 0 | 0 | 0 | 0 | 1 | 1 | 0 | 20 | 1 | 20 | 0 | 0 | 0 | 0 | 0 |  | 0 | 1 | 1 | 1 | 1 | 0 | 0
XJ | Xinjiang Hami Guohua solar farm | solar_photovoltaic | 3257 | 5 | 0 | 1 | 0 | 0 | 0 | 0 | 0 | 0 | 0 | 0 | 0 | 1 | 1 | 0 | 30 | 1 | 30 | 0 | 0 | 0 | 0 | 0 |  | 0 | 1 | 1 | 1 | 1 | 0 | 0
XJ | Xinjiang Hami Hongxing 2 Farm Guohua solar farm | solar_photovoltaic | 3258 | 5 | 0 | 1 | 0 | 0 | 0 | 0 | 0 | 0 | 0 | 0 | 0 | 1 | 1 | 0 | 50 | 1 | 50 | 0 | 0 | 0 | 0 | 0 |  | 0 | 1 | 1 | 1 | 1 | 0 | 0
XJ | Xinjiang Hami Hongxing 2 Farm Shangde solar farm Phase 1 | solar_photovoltaic | 3259 | 5 | 0 | 1 | 0 | 0 | 0 | 0 | 0 | 0 | 0 | 0 | 0 | 1 | 1 | 0 | 30 | 1 | 30 | 0 | 0 | 0 | 0 | 0 |  | 0 | 1 | 1 | 1 | 1 | 0 | 0
XJ | Xinjiang Hami Hongxing 2 Farm Xinfengguang solar farm | solar_photovoltaic | 3260 | 5 | 0 | 1 | 0 | 0 | 0 | 0 | 0 | 0 | 0 | 0 | 0 | 1 | 1 | 0 | 50 | 1 | 50 | 0 | 0 | 0 | 0 | 0 |  | 0 | 1 | 1 | 1 | 1 | 0 | 0
XJ | Xinjiang Hami Hongxing 2 Farm Xuanli solar farm | solar_photovoltaic | 3261 | 5 | 0 | 1 | 0 | 0 | 0 | 0 | 0 | 0 | 0 | 0 | 0 | 1 | 1 | 0 | 50 | 1 | 50 | 0 | 0 | 0 | 0 | 0 |  | 0 | 1 | 1 | 1 | 1 | 0 | 0
XJ | Xinjiang Hami Hongxing 2 Farm Zhongmin solar farm Phase 1 | solar_photovoltaic | 3262 | 5 | 0 | 1 | 0 | 0 | 0 | 0 | 0 | 0 | 0 | 0 | 0 | 1 | 1 | 0 | 20 | 1 | 20 | 0 | 0 | 0 | 0 | 0 |  | 0 | 1 | 1 | 1 | 1 | 0 | 0
XJ | Xinjiang Hami Hongxing 4 Farm Changhui solar farm | solar_photovoltaic | 3263 | 5 | 0 | 1 | 0 | 0 | 0 | 0 | 0 | 0 | 0 | 0 | 0 | 1 | 1 | 0 | 30 | 1 | 30 | 0 | 0 | 0 | 0 | 0 |  | 0 | 1 | 1 | 1 | 1 | 0 | 0
XJ | Xinjiang Hami Hongxing 4 Farm Huiteng solar farm Phase 1 | solar_photovoltaic | 3264 | 5 | 0 | 1 | 0 | 0 | 0 | 0 | 0 | 0 | 0 | 0 | 0 | 1 | 1 | 0 | 20 | 1 | 20 | 0 | 0 | 0 | 0 | 0 |  | 0 | 1 | 1 | 1 | 1 | 0 | 0
XJ | Xinjiang Hami Hongxing 4 Farm Huiteng solar farm Phase 2 | solar_photovoltaic | 3265 | 5 | 0 | 1 | 0 | 0 | 0 | 0 | 0 | 0 | 0 | 0 | 0 | 1 | 1 | 0 | 20 | 1 | 20 | 0 | 0 | 0 | 0 | 0 |  | 0 | 1 | 1 | 1 | 1 | 0 | 0
XJ | Xinjiang Hami Hongxing 4 Farm Tianhong Yangguang solar farm Phase 1 | solar_photovoltaic | 3266 | 5 | 0 | 1 | 0 | 0 | 0 | 0 | 0 | 0 | 0 | 0 | 0 | 1 | 1 | 0 | 30 | 1 | 30 | 0 | 0 | 0 | 0 | 0 |  | 0 | 1 | 1 | 1 | 1 | 0 | 0
XJ | Xinjiang Hami Hongxing 4 Farm Tianhong Yangguang solar farm Phase 2 | solar_photovoltaic | 3267 | 5 | 0 | 1 | 0 | 0 | 0 | 0 | 0 | 0 | 0 | 0 | 0 | 1 | 1 | 0 | 20 | 1 | 20 | 0 | 0 | 0 | 0 | 0 |  | 0 | 1 | 1 | 1 | 1 | 0 | 0
XJ | Xinjiang Hami Hongxing No.2 Farm Tianxingjian solar farm Phase 1 | solar_photovoltaic | 3268 | 5 | 0 | 1 | 0 | 0 | 0 | 0 | 0 | 0 | 0 | 0 | 0 | 1 | 1 | 0 | 20 | 1 | 20 | 0 | 0 | 0 | 0 | 0 |  | 0 | 1 | 1 | 1 | 1 | 0 | 0
XJ | Xinjiang Hami Huadian 40MW Grid-Connected solar farm | solar_photovoltaic | 3269 | 5 | 0 | 1 | 0 | 0 | 0 | 0 | 0 | 0 | 0 | 0 | 0 | 1 | 1 | 0 | 40 | 1 | 40 | 0 | 0 | 0 | 0 | 0 |  | 0 | 1 | 1 | 1 | 1 | 0 | 0
XJ | Xinjiang Hami Huadian Kushui Grid-Connected solar farm Phase 3 | solar_photovoltaic | 3270 | 5 | 0 | 1 | 0 | 0 | 0 | 0 | 0 | 0 | 0 | 0 | 0 | 1 | 1 | 0 | 20 | 1 | 20 | 0 | 0 | 0 | 0 | 0 |  | 0 | 1 | 1 | 1 | 1 | 0 | 0
XJ | Xinjiang Hami Huaneng Grid-Connected solar farm Phase 1 | solar_photovoltaic | 3271 | 5 | 0 | 1 | 0 | 0 | 0 | 0 | 0 | 0 | 0 | 0 | 0 | 1 | 1 | 0 | 20 | 1 | 20 | 0 | 0 | 0 | 0 | 0 |  | 0 | 1 | 1 | 1 | 1 | 0 | 0
XJ | Xinjiang Hami Jiingxia Zhongdiantou solar farm | solar_photovoltaic | 3272 | 5 | 0 | 1 | 0 | 0 | 0 | 0 | 0 | 0 | 0 | 0 | 0 | 1 | 1 | 0 | 50 | 1 | 50 | 0 | 0 | 0 | 0 | 0 |  | 0 | 1 | 1 | 1 | 1 | 0 | 0
XJ | Xinjiang Hami Jincheng solar farm | solar_photovoltaic | 3273 | 5 | 0 | 1 | 0 | 0 | 0 | 0 | 0 | 0 | 0 | 0 | 0 | 1 | 1 | 0 | 20 | 1 | 20 | 0 | 0 | 0 | 0 | 0 |  | 0 | 1 | 1 | 1 | 1 | 0 | 0
XJ | Xinjiang Hami Jingxia CECEP solar farm | solar_photovoltaic | 3274 | 5 | 0 | 1 | 0 | 0 | 0 | 0 | 0 | 0 | 0 | 0 | 0 | 1 | 1 | 0 | 50 | 1 | 50 | 0 | 0 | 0 | 0 | 0 |  | 0 | 1 | 1 | 1 | 1 | 0 | 0
XJ | Xinjiang Hami Jingxia solar farm Phase 2 | solar_photovoltaic | 3275 | 5 | 0 | 1 | 0 | 0 | 0 | 0 | 0 | 0 | 0 | 0 | 0 | 1 | 1 | 0 | 50 | 1 | 50 | 0 | 0 | 0 | 0 | 0 |  | 0 | 1 | 1 | 1 | 1 | 0 | 0
XJ | Xinjiang Hami Junxin solar farm | solar_photovoltaic | 3276 | 5 | 0 | 1 | 0 | 0 | 0 | 0 | 0 | 0 | 0 | 0 | 0 | 1 | 1 | 0 | 30 | 1 | 30 | 0 | 0 | 0 | 0 | 0 |  | 0 | 1 | 1 | 1 | 1 | 0 | 0
XJ | Xinjiang Hami Liurui 13 Division Liushuquan Farm solar farm | solar_photovoltaic | 3277 | 5 | 0 | 1 | 0 | 0 | 0 | 0 | 0 | 0 | 0 | 0 | 0 | 1 | 1 | 0 | 20 | 1 | 20 | 0 | 0 | 0 | 0 | 0 |  | 0 | 1 | 1 | 1 | 1 | 0 | 0
XJ | Xinjiang Hami Liuyang 13 Division Liushuquan Farm solar farm | solar_photovoltaic | 3278 | 5 | 0 | 1 | 0 | 0 | 0 | 0 | 0 | 0 | 0 | 0 | 0 | 1 | 1 | 0 | 20 | 1 | 20 | 0 | 0 | 0 | 0 | 0 |  | 0 | 1 | 1 | 1 | 1 | 0 | 0
XJ | Xinjiang Hami Molten Salt Tower solar farm | solar_photovoltaic | 3279 | 5 | 0 | 1 | 0 | 0 | 0 | 0 | 0 | 0 | 0 | 0 | 0 | 1 | 1 | 0 | 50 | 1 | 50 | 0 | 0 | 0 | 0 | 0 |  | 0 | 1 | 1 | 1 | 1 | 0 | 0
XJ | Xinjiang Hami Rongxin Grid-Connected solar farm Phase 1 | solar_photovoltaic | 3280 | 5 | 0 | 1 | 0 | 0 | 0 | 0 | 0 | 0 | 0 | 0 | 0 | 1 | 1 | 0 | 20 | 1 | 20 | 0 | 0 | 0 | 0 | 0 |  | 0 | 1 | 1 | 1 | 1 | 0 | 0
XJ | Xinjiang Hami Rongxin Grid-Connected solar farm Phase 2 | solar_photovoltaic | 3281 | 5 | 0 | 1 | 0 | 0 | 0 | 0 | 0 | 0 | 0 | 0 | 0 | 1 | 1 | 0 | 20 | 1 | 20 | 0 | 0 | 0 | 0 | 0 |  | 0 | 1 | 1 | 1 | 1 | 0 | 0
XJ | Xinjiang Hami Santanghu (State Power Investment) Wind/Solar/Storage complex | solar_photovoltaic | 3282 | 5 | 0 | 1 | 0 | 0 | 0 | 0 | 0 | 0 | 0 | 0 | 0 | 1 | 1 | 0 | 30 | 1 | 30 | 0 | 0 | 0 | 0 | 0 |  | 0 | 1 | 1 | 1 | 1 | 0 | 0
XJ | Xinjiang Hami Shankou Guotou solar farm | solar_photovoltaic | 3283 | 5 | 0 | 1 | 0 | 0 | 0 | 0 | 0 | 0 | 0 | 0 | 0 | 1 | 1 | 0 | 50 | 1 | 50 | 0 | 0 | 0 | 0 | 0 |  | 0 | 1 | 1 | 1 | 1 | 0 | 0
XJ | Xinjiang Hami Shankou Rongxin solar farm | solar_photovoltaic | 3284 | 5 | 0 | 1 | 0 | 0 | 0 | 0 | 0 | 0 | 0 | 0 | 0 | 1 | 1 | 0 | 50 | 1 | 50 | 0 | 0 | 0 | 0 | 0 |  | 0 | 1 | 1 | 1 | 1 | 0 | 0
XJ | Xinjiang Hami Shichengzi 1000 MW solar power plant PV1 | solar_photovoltaic | 3285 | 5 | 0 | 1 | 0 | 0 | 0 | 0 | 0 | 0 | 0 | 0 | 0 | 1 | 1 | 0 | 319 | 1 | 319 | 0 | 0 | 0 | 0 | 0 |  | 0 | 1 | 1 | 1 | 1 | 0 | 0
XJ | Xinjiang Hami Shichengzi 1000 MW solar power plant PV2 | solar_photovoltaic | 3286 | 5 | 0 | 1 | 0 | 0 | 0 | 0 | 0 | 0 | 0 | 0 | 0 | 1 | 1 | 0 | 581 | 1 | 581 | 0 | 0 | 0 | 0 | 0 |  | 0 | 1 | 1 | 1 | 1 | 0 | 0
XJ | Xinjiang Hami Shichengzi Atesi solar farm | solar_photovoltaic | 3287 | 5 | 0 | 1 | 0 | 0 | 0 | 0 | 0 | 0 | 0 | 0 | 0 | 1 | 1 | 0 | 20 | 1 | 20 | 0 | 0 | 0 | 0 | 0 |  | 0 | 1 | 1 | 1 | 1 | 0 | 0
XJ | Xinjiang Hami Shichengzi CECEP solar farm | solar_photovoltaic | 3288 | 5 | 0 | 1 | 0 | 0 | 0 | 0 | 0 | 0 | 0 | 0 | 0 | 1 | 1 | 0 | 20 | 1 | 20 | 0 | 0 | 0 | 0 | 0 |  | 0 | 1 | 1 | 1 | 1 | 0 | 0
XJ | Xinjiang Hami Shichengzi CGN solar farm Phase 1 | solar_photovoltaic | 3289 | 5 | 0 | 1 | 0 | 0 | 0 | 0 | 0 | 0 | 0 | 0 | 0 | 1 | 1 | 0 | 20 | 1 | 20 | 0 | 0 | 0 | 0 | 0 |  | 0 | 1 | 1 | 1 | 1 | 0 | 0
XJ | Xinjiang Hami Shichengzi CGN solar farm Phase 2 | solar_photovoltaic | 3290 | 5 | 0 | 1 | 0 | 0 | 0 | 0 | 0 | 0 | 0 | 0 | 0 | 1 | 1 | 0 | 30 | 1 | 30 | 0 | 0 | 0 | 0 | 0 |  | 0 | 1 | 1 | 1 | 1 | 0 | 0
XJ | Xinjiang Hami Shichengzi CGN solar farm Phase 3 | solar_photovoltaic | 3291 | 5 | 0 | 1 | 0 | 0 | 0 | 0 | 0 | 0 | 0 | 0 | 0 | 1 | 1 | 0 | 30 | 1 | 30 | 0 | 0 | 0 | 0 | 0 |  | 0 | 1 | 1 | 1 | 1 | 0 | 0
XJ | Xinjiang Hami Shichengzi CGN solar farm Phase 4 | solar_photovoltaic | 3292 | 5 | 0 | 1 | 0 | 0 | 0 | 0 | 0 | 0 | 0 | 0 | 0 | 1 | 1 | 0 | 20 | 1 | 20 | 0 | 0 | 0 | 0 | 0 |  | 0 | 1 | 1 | 1 | 1 | 0 | 0
XJ | Xinjiang Hami Shichengzi Guotou solar farm | solar_photovoltaic | 3293 | 5 | 0 | 1 | 0 | 0 | 0 | 0 | 0 | 0 | 0 | 0 | 0 | 1 | 1 | 0 | 20 | 1 | 20 | 0 | 0 | 0 | 0 | 0 |  | 0 | 1 | 1 | 1 | 1 | 0 | 0
XJ | Xinjiang Hami Shisanjianfang (State Power Investment) Renewables Complex solar farm | solar_photovoltaic | 3294 | 5 | 0 | 1 | 0 | 0 | 0 | 0 | 0 | 0 | 0 | 0 | 0 | 1 | 1 | 0 | 100 | 1 | 100 | 0 | 0 | 0 | 0 | 0 |  | 0 | 1 | 1 | 1 | 1 | 0 | 0
XJ | Xinjiang Hami Sinohydro solar farm | solar_photovoltaic | 3295 | 5 | 0 | 1 | 0 | 0 | 0 | 0 | 0 | 0 | 0 | 0 | 0 | 1 | 1 | 0 | 20 | 1 | 20 | 0 | 0 | 0 | 0 | 0 |  | 0 | 1 | 1 | 1 | 1 | 0 | 0
XJ | Xinjiang Hami Southeast Datang solar farm | solar_photovoltaic | 3296 | 5 | 0 | 1 | 0 | 0 | 0 | 0 | 0 | 0 | 0 | 0 | 0 | 1 | 1 | 0 | 50 | 1 | 50 | 0 | 0 | 0 | 0 | 0 |  | 0 | 1 | 1 | 1 | 1 | 0 | 0
XJ | Xinjiang Hami Southeast Shankou CGN solar farm | solar_photovoltaic | 3297 | 5 | 0 | 1 | 0 | 0 | 0 | 0 | 0 | 0 | 0 | 0 | 0 | 1 | 1 | 0 | 50 | 1 | 50 | 0 | 0 | 0 | 0 | 0 |  | 0 | 1 | 1 | 1 | 1 | 0 | 0
XJ | Xinjiang Hami Southeast Shankou Huafeng solar farm | solar_photovoltaic | 3298 | 5 | 0 | 1 | 0 | 0 | 0 | 0 | 0 | 0 | 0 | 0 | 0 | 1 | 1 | 0 | 150 | 1 | 150 | 0 | 0 | 0 | 0 | 0 |  | 0 | 1 | 1 | 1 | 1 | 0 | 0
XJ | Xinjiang Hami Southeast Shankou Huaneng solar farm | solar_photovoltaic | 3299 | 5 | 0 | 1 | 0 | 0 | 0 | 0 | 0 | 0 | 0 | 0 | 0 | 1 | 1 | 0 | 50 | 1 | 50 | 0 | 0 | 0 | 0 | 0 |  | 0 | 1 | 1 | 1 | 1 | 0 | 0
XJ | Xinjiang Hami TBEA Grid-Connected solar farm Phase 1 | solar_photovoltaic | 3300 | 5 | 0 | 1 | 0 | 0 | 0 | 0 | 0 | 0 | 0 | 0 | 0 | 1 | 1 | 0 | 20 | 1 | 20 | 0 | 0 | 0 | 0 | 0 |  | 0 | 1 | 1 | 1 | 1 | 0 | 0
XJ | Xinjiang Hami Tianli Enze solar farm | solar_photovoltaic | 3301 | 5 | 0 | 1 | 0 | 0 | 0 | 0 | 0 | 0 | 0 | 0 | 0 | 1 | 1 | 0 | 50 | 1 | 50 | 0 | 0 | 0 | 0 | 0 |  | 0 | 1 | 1 | 1 | 1 | 0 | 0
XJ | Xinjiang Hami Tianrun solar farm | solar_photovoltaic | 3302 | 5 | 0 | 1 | 0 | 0 | 0 | 0 | 0 | 0 | 0 | 0 | 0 | 1 | 1 | 0 | 20 | 1 | 20 | 0 | 0 | 0 | 0 | 0 |  | 0 | 1 | 1 | 1 | 1 | 0 | 0
XJ | Xinjiang Hami Xinte Liuquanshu Farm solar farm | solar_photovoltaic | 3303 | 5 | 0 | 1 | 0 | 0 | 0 | 0 | 0 | 0 | 0 | 0 | 0 | 1 | 1 | 0 | 20 | 1 | 20 | 0 | 0 | 0 | 0 | 0 |  | 0 | 1 | 1 | 1 | 1 | 0 | 0
XJ | Xinjiang Hami Yandun (Huadian) solar farm | solar_photovoltaic | 3304 | 5 | 0 | 1 | 0 | 0 | 0 | 0 | 0 | 0 | 0 | 0 | 0 | 1 | 1 | 0 | 50 | 1 | 50 | 0 | 0 | 0 | 0 | 0 |  | 0 | 1 | 1 | 1 | 1 | 0 | 0
XJ | Xinjiang Hami Yandun Huadian solar farm | solar_photovoltaic | 3305 | 5 | 0 | 1 | 0 | 0 | 0 | 0 | 0 | 0 | 0 | 0 | 0 | 1 | 1 | 0 | 50 | 1 | 50 | 0 | 0 | 0 | 0 | 0 |  | 0 | 1 | 1 | 1 | 1 | 0 | 0
XJ | Xinjiang Hami Yandun Xinjiang Energy solar farm | solar_photovoltaic | 3306 | 5 | 0 | 1 | 0 | 0 | 0 | 0 | 0 | 0 | 0 | 0 | 0 | 1 | 1 | 0 | 100 | 1 | 100 | 0 | 0 | 0 | 0 | 0 |  | 0 | 1 | 1 | 1 | 1 | 0 | 0
XJ | Xinjiang Hami Yiwu (State Development Investment) solar power plant | solar_photovoltaic | 3307 | 5 | 0 | 1 | 0 | 0 | 0 | 0 | 0 | 0 | 0 | 0 | 0 | 1 | 1 | 0 | 100 | 1 | 100 | 0 | 0 | 0 | 0 | 0 |  | 0 | 1 | 1 | 1 | 1 | 0 | 0
XJ | Xinjiang Hami Yixin solar farm | solar_photovoltaic | 3308 | 5 | 0 | 1 | 0 | 0 | 0 | 0 | 0 | 0 | 0 | 0 | 0 | 1 | 1 | 0 | 20 | 1 | 20 | 0 | 0 | 0 | 0 | 0 |  | 0 | 1 | 1 | 1 | 1 | 0 | 0
XJ | Xinjiang Hami Zhongdiantou Grid-Connected solar farm Phase 1 | solar_photovoltaic | 3309 | 5 | 0 | 1 | 0 | 0 | 0 | 0 | 0 | 0 | 0 | 0 | 0 | 1 | 1 | 0 | 20 | 1 | 20 | 0 | 0 | 0 | 0 | 0 |  | 0 | 1 | 1 | 1 | 1 | 0 | 0
XJ | Xinjiang Hami Zhongdiantou Grid-Connected solar farm Phase 2 | solar_photovoltaic | 3310 | 5 | 0 | 1 | 0 | 0 | 0 | 0 | 0 | 0 | 0 | 0 | 0 | 1 | 1 | 0 | 20 | 1 | 20 | 0 | 0 | 0 | 0 | 0 |  | 0 | 1 | 1 | 1 | 1 | 0 | 0
XJ | Xinjiang Hami Zhongdiantou Grid-Connected solar farm Phase 3 | solar_photovoltaic | 3311 | 5 | 0 | 1 | 0 | 0 | 0 | 0 | 0 | 0 | 0 | 0 | 0 | 1 | 1 | 0 | 20 | 1 | 20 | 0 | 0 | 0 | 0 | 0 |  | 0 | 1 | 1 | 1 | 1 | 0 | 0
XJ | Xinjiang Hami Zhongdiantou Jianye solar farm | solar_photovoltaic | 3312 | 5 | 0 | 1 | 0 | 0 | 0 | 0 | 0 | 0 | 0 | 0 | 0 | 1 | 1 | 0 | 20 | 1 | 20 | 0 | 0 | 0 | 0 | 0 |  | 0 | 1 | 1 | 1 | 1 | 0 | 0
XJ | Xinjiang Hebuxer Haitianda solar farm | solar_photovoltaic | 3313 | 5 | 0 | 1 | 0 | 0 | 0 | 0 | 0 | 0 | 0 | 0 | 0 | 1 | 1 | 0 | 30 | 1 | 30 | 0 | 0 | 0 | 0 | 0 |  | 0 | 1 | 1 | 1 | 1 | 0 | 0
XJ | Xinjiang Hebuxer Meiheng Hefeng solar farm | solar_photovoltaic | 3314 | 5 | 0 | 1 | 0 | 0 | 0 | 0 | 0 | 0 | 0 | 0 | 0 | 1 | 1 | 0 | 50 | 1 | 50 | 0 | 0 | 0 | 0 | 0 |  | 0 | 1 | 1 | 1 | 1 | 0 | 0
XJ | Xinjiang Heshuo (Guohua) 50 MW solar power plant | solar_photovoltaic | 3315 | 5 | 0 | 1 | 0 | 0 | 0 | 0 | 0 | 0 | 0 | 0 | 0 | 1 | 1 | 0 | 66 | 1 | 66 | 0 | 0 | 0 | 0 | 0 |  | 0 | 1 | 1 | 1 | 1 | 0 | 0
XJ | Xinjiang Heshuo (State Power Grid) solar farm | solar_photovoltaic | 3316 | 5 | 0 | 1 | 0 | 0 | 0 | 0 | 0 | 0 | 0 | 0 | 0 | 1 | 1 | 0 | 50 | 1 | 50 | 0 | 0 | 0 | 0 | 0 |  | 0 | 1 | 1 | 1 | 1 | 0 | 0
XJ | Xinjiang Heshuo (State Power Investment) solar farm | solar_photovoltaic | 3317 | 5 | 0 | 1 | 0 | 0 | 0 | 0 | 0 | 0 | 0 | 0 | 0 | 1 | 1 | 0 | 50 | 1 | 50 | 0 | 0 | 0 | 0 | 0 |  | 0 | 1 | 1 | 1 | 1 | 0 | 0
XJ | Xinjiang Heshuo Hengxin solar farm | solar_photovoltaic | 3318 | 5 | 0 | 1 | 0 | 0 | 0 | 0 | 0 | 0 | 0 | 0 | 0 | 1 | 1 | 0 | 32 | 1 | 32 | 0 | 0 | 0 | 0 | 0 |  | 0 | 1 | 1 | 1 | 1 | 0 | 0
XJ | Xinjiang Hetian (CPI) Special Permit solar farm | solar_photovoltaic | 3319 | 5 | 0 | 1 | 0 | 0 | 0 | 0 | 0 | 0 | 0 | 0 | 0 | 1 | 1 | 0 | 20 | 1 | 20 | 0 | 0 | 0 | 0 | 0 |  | 0 | 1 | 1 | 1 | 1 | 0 | 0
XJ | Xinjiang Hetian Bobona Xinhua Grid-Connected solar farm | solar_photovoltaic | 3320 | 5 | 0 | 1 | 0 | 0 | 0 | 0 | 0 | 0 | 0 | 0 | 0 | 1 | 1 | 0 | 20 | 1 | 20 | 0 | 0 | 0 | 0 | 0 |  | 0 | 1 | 1 | 1 | 1 | 0 | 0
XJ | Xinjiang Hetian Huadian Cele Grid-Connected solar farm Phase 1 | solar_photovoltaic | 3321 | 5 | 0 | 1 | 0 | 0 | 0 | 0 | 0 | 0 | 0 | 0 | 0 | 1 | 1 | 0 | 20 | 1 | 20 | 0 | 0 | 0 | 0 | 0 |  | 0 | 1 | 1 | 1 | 1 | 0 | 0
XJ | Xinjiang Hetian Huadian Cele Grid-Connected solar farm Phase 2 | solar_photovoltaic | 3322 | 5 | 0 | 1 | 0 | 0 | 0 | 0 | 0 | 0 | 0 | 0 | 0 | 1 | 1 | 0 | 20 | 1 | 20 | 0 | 0 | 0 | 0 | 0 |  | 0 | 1 | 1 | 1 | 1 | 0 | 0
XJ | Xinjiang Hetian Pishan (Three Gorges) solar farm Phase 1 | solar_photovoltaic | 3323 | 5 | 0 | 1 | 0 | 0 | 0 | 0 | 0 | 0 | 0 | 0 | 0 | 1 | 1 | 0 | 20 | 1 | 20 | 0 | 0 | 0 | 0 | 0 |  | 0 | 1 | 1 | 1 | 1 | 0 | 0
XJ | Xinjiang Hetian Pishan (Three Gorges) solar farm Phase 2 | solar_photovoltaic | 3324 | 5 | 0 | 1 | 0 | 0 | 0 | 0 | 0 | 0 | 0 | 0 | 0 | 1 | 1 | 0 | 20 | 1 | 20 | 0 | 0 | 0 | 0 | 0 |  | 0 | 1 | 1 | 1 | 1 | 0 | 0
XJ | Xinjiang Hetian Xiexin 14 Division 224 Regiment solar farm | solar_photovoltaic | 3325 | 5 | 0 | 1 | 0 | 0 | 0 | 0 | 0 | 0 | 0 | 0 | 0 | 1 | 1 | 0 | 20 | 1 | 20 | 0 | 0 | 0 | 0 | 0 |  | 0 | 1 | 1 | 1 | 1 | 0 | 0
XJ | Xinjiang Hetian Xinrun 42 Division Pishan Farm solar farm Phase 1 | solar_photovoltaic | 3326 | 5 | 0 | 1 | 0 | 0 | 0 | 0 | 0 | 0 | 0 | 0 | 0 | 1 | 1 | 0 | 20 | 1 | 20 | 0 | 0 | 0 | 0 | 0 |  | 0 | 1 | 1 | 1 | 1 | 0 | 0
XJ | Xinjiang Hetian Zhongdiantou Grid-Connected solar farm Phase 1 | solar_photovoltaic | 3327 | 5 | 0 | 1 | 0 | 0 | 0 | 0 | 0 | 0 | 0 | 0 | 0 | 1 | 1 | 0 | 20 | 1 | 20 | 0 | 0 | 0 | 0 | 0 |  | 0 | 1 | 1 | 1 | 1 | 0 | 0
XJ | Xinjiang Hetian Zhongdiantou Grid-Connected solar farm Phase 2 | solar_photovoltaic | 3328 | 5 | 0 | 1 | 0 | 0 | 0 | 0 | 0 | 0 | 0 | 0 | 0 | 1 | 1 | 0 | 20 | 1 | 20 | 0 | 0 | 0 | 0 | 0 |  | 0 | 1 | 1 | 1 | 1 | 0 | 0
XJ | Xinjiang Hetian Zhongdiantou Grid-Connected solar farm Phase 3 | solar_photovoltaic | 3329 | 5 | 0 | 1 | 0 | 0 | 0 | 0 | 0 | 0 | 0 | 0 | 0 | 1 | 1 | 0 | 20 | 1 | 20 | 0 | 0 | 0 | 0 | 0 |  | 0 | 1 | 1 | 1 | 1 | 0 | 0
XJ | Xinjiang Hetian Zhongdiantou Grid-Connected solar farm Phase 4 | solar_photovoltaic | 3330 | 5 | 0 | 1 | 0 | 0 | 0 | 0 | 0 | 0 | 0 | 0 | 0 | 1 | 1 | 0 | 20 | 1 | 20 | 0 | 0 | 0 | 0 | 0 |  | 0 | 1 | 1 | 1 | 1 | 0 | 0
XJ | Xinjiang Hewei Saiwei 14 Division Pishan Farm solar farm | solar_photovoltaic | 3331 | 5 | 0 | 1 | 0 | 0 | 0 | 0 | 0 | 0 | 0 | 0 | 0 | 1 | 1 | 0 | 30 | 1 | 30 | 0 | 0 | 0 | 0 | 0 |  | 0 | 1 | 1 | 1 | 1 | 0 | 0
XJ | Xinjiang Hoboksar (Shenergy) solar farm | solar_photovoltaic | 3332 | 5 | 0 | 1 | 0 | 0 | 0 | 0 | 0 | 0 | 0 | 0 | 0 | 1 | 1 | 0 | 2000 | 1 | 2000 | 0 | 0 | 0 | 0 | 0 |  | 0 | 1 | 1 | 1 | 1 | 0 | 0
XJ | Xinjiang Hoboksar Beitun Lantian solar farm Phase 1 | solar_photovoltaic | 3333 | 5 | 0 | 1 | 0 | 0 | 0 | 0 | 0 | 0 | 0 | 0 | 0 | 1 | 1 | 0 | 20 | 1 | 20 | 0 | 0 | 0 | 0 | 0 |  | 0 | 1 | 1 | 1 | 1 | 0 | 0
XJ | Xinjiang Hoboksar Huaguang solar farm | solar_photovoltaic | 3334 | 5 | 0 | 1 | 0 | 0 | 0 | 0 | 0 | 0 | 0 | 0 | 0 | 1 | 1 | 0 | 100 | 1 | 100 | 0 | 0 | 0 | 0 | 0 |  | 0 | 1 | 1 | 1 | 1 | 0 | 0
XJ | Xinjiang Hoboksar Yue Hydropower solar farm | solar_photovoltaic | 3335 | 5 | 0 | 1 | 0 | 0 | 0 | 0 | 0 | 0 | 0 | 0 | 0 | 1 | 1 | 0 | 20 | 1 | 20 | 0 | 0 | 0 | 0 | 0 |  | 0 | 1 | 1 | 1 | 1 | 0 | 0
XJ | Xinjiang Hoboksar Zhonghe solar farm | solar_photovoltaic | 3336 | 5 | 0 | 1 | 0 | 0 | 0 | 0 | 0 | 0 | 0 | 0 | 0 | 1 | 1 | 0 | 20 | 1 | 20 | 0 | 0 | 0 | 0 | 0 |  | 0 | 1 | 1 | 1 | 1 | 0 | 0
XJ | Xinjiang Horgos PLA Corps CECEP solar farm Phase 1 | solar_photovoltaic | 3337 | 5 | 0 | 1 | 0 | 0 | 0 | 0 | 0 | 0 | 0 | 0 | 0 | 1 | 1 | 0 | 30 | 1 | 30 | 0 | 0 | 0 | 0 | 0 |  | 0 | 1 | 1 | 1 | 1 | 0 | 0
XJ | Xinjiang Horgos PLA Corps CECEP solar farm Phase 2 | solar_photovoltaic | 3338 | 5 | 0 | 1 | 0 | 0 | 0 | 0 | 0 | 0 | 0 | 0 | 0 | 1 | 1 | 0 | 20 | 1 | 20 | 0 | 0 | 0 | 0 | 0 |  | 0 | 1 | 1 | 1 | 1 | 0 | 0
XJ | Xinjiang Hotan (China Resources) Desert Control and Industrial Park Decarbonization solar farm | solar_photovoltaic | 3339 | 5 | 0 | 1 | 0 | 0 | 0 | 0 | 0 | 0 | 0 | 0 | 0 | 1 | 1 | 0 | 500 | 1 | 500 | 0 | 0 | 0 | 0 | 0 |  | 0 | 1 | 1 | 1 | 1 | 0 | 0
XJ | Xinjiang Hotan Moyu Xinhua Grid-Connected solar farm Phase 1 | solar_photovoltaic | 3340 | 5 | 0 | 1 | 0 | 0 | 0 | 0 | 0 | 0 | 0 | 0 | 0 | 1 | 1 | 0 | 50 | 1 | 50 | 0 | 0 | 0 | 0 | 0 |  | 0 | 1 | 1 | 1 | 1 | 0 | 0
XJ | Xinjiang Hotan Moyu Xinhua Grid-Connected solar farm Phase 2 | solar_photovoltaic | 3341 | 5 | 0 | 1 | 0 | 0 | 0 | 0 | 0 | 0 | 0 | 0 | 0 | 1 | 1 | 0 | 130 | 1 | 130 | 0 | 0 | 0 | 0 | 0 |  | 0 | 1 | 1 | 1 | 1 | 0 | 0
XJ | Xinjiang Hoxud Guohua solar farm | solar_photovoltaic | 3342 | 5 | 0 | 1 | 0 | 0 | 0 | 0 | 0 | 0 | 0 | 0 | 0 | 1 | 1 | 0 | 30 | 1 | 30 | 0 | 0 | 0 | 0 | 0 |  | 0 | 1 | 1 | 1 | 1 | 0 | 0
XJ | Xinjiang Huadian Shanshan solar farm | solar_photovoltaic | 3343 | 5 | 0 | 1 | 0 | 0 | 0 | 0 | 0 | 0 | 0 | 0 | 0 | 1 | 1 | 0 | 90 | 1 | 90 | 0 | 0 | 0 | 0 | 0 |  | 0 | 1 | 1 | 1 | 1 | 0 | 0
XJ | Xinjiang Huocheng (Guangcheng) solar farm | solar_photovoltaic | 3344 | 5 | 0 | 1 | 0 | 0 | 0 | 0 | 0 | 0 | 0 | 0 | 0 | 1 | 1 | 0 | 50 | 1 | 50 | 0 | 0 | 0 | 0 | 0 |  | 0 | 1 | 1 | 1 | 1 | 0 | 0
XJ | Xinjiang Huocheng (Huadian) solar farm | solar_photovoltaic | 3345 | 5 | 0 | 1 | 0 | 0 | 0 | 0 | 0 | 0 | 0 | 0 | 0 | 1 | 1 | 0 | 70 | 1 | 70 | 0 | 0 | 0 | 0 | 0 |  | 0 | 1 | 1 | 1 | 1 | 0 | 0
XJ | Xinjiang Huocheng Huaguang solar farm Phase 1 | solar_photovoltaic | 3346 | 5 | 0 | 1 | 0 | 0 | 0 | 0 | 0 | 0 | 0 | 0 | 0 | 1 | 1 | 0 | 20 | 1 | 20 | 0 | 0 | 0 | 0 | 0 |  | 0 | 1 | 1 | 1 | 1 | 0 | 0
XJ | Xinjiang Huocheng Tuhao solar farm | solar_photovoltaic | 3347 | 5 | 0 | 1 | 0 | 0 | 0 | 0 | 0 | 0 | 0 | 0 | 0 | 1 | 1 | 0 | 50 | 1 | 50 | 0 | 0 | 0 | 0 | 0 |  | 0 | 1 | 1 | 1 | 1 | 0 | 0
XJ | Xinjiang Hutubi Huadian Fengchao solar power plant | solar_photovoltaic | 3348 | 5 | 0 | 1 | 0 | 0 | 0 | 0 | 0 | 0 | 0 | 0 | 0 | 1 | 1 | 0 | 400 | 1 | 400 | 0 | 0 | 0 | 0 | 0 |  | 0 | 1 | 1 | 1 | 1 | 0 | 0
XJ | Xinjiang Hutubi solar project | solar_photovoltaic | 3349 | 5 | 0 | 1 | 0 | 0 | 0 | 0 | 0 | 0 | 0 | 0 | 0 | 1 | 1 | 0 | 2 | 1 | 2 | 0 | 0 | 0 | 0 | 0 |  | 0 | 1 | 1 | 1 | 1 | 0 | 0
XJ | Xinjiang Hutubi Source-Grid-Load-Storage solar power plant | solar_photovoltaic | 3350 | 5 | 0 | 1 | 0 | 0 | 0 | 0 | 0 | 0 | 0 | 0 | 0 | 1 | 1 | 0 | 300 | 1 | 300 | 0 | 0 | 0 | 0 | 0 |  | 0 | 1 | 1 | 1 | 1 | 0 | 0
XJ | Xinjiang Huyanghe 124 Regiment solar farm | solar_photovoltaic | 3351 | 5 | 0 | 1 | 0 | 0 | 0 | 0 | 0 | 0 | 0 | 0 | 0 | 1 | 1 | 0 | 100 | 1 | 100 | 0 | 0 | 0 | 0 | 0 |  | 0 | 1 | 1 | 1 | 1 | 0 | 0
XJ | Xinjiang Huyanghe Coal Power Plant Flexible Operation solar farms 124 Regiment | solar_photovoltaic | 3352 | 5 | 0 | 1 | 0 | 0 | 0 | 0 | 0 | 0 | 0 | 0 | 0 | 1 | 1 | 0 | 340 | 1 | 340 | 0 | 0 | 0 | 0 | 0 |  | 0 | 1 | 1 | 1 | 1 | 0 | 0
XJ | Xinjiang Huyanghe Coal Power Plant Flexible Operation solar farms 125 Regiment | solar_photovoltaic | 3353 | 5 | 0 | 1 | 0 | 0 | 0 | 0 | 0 | 0 | 0 | 0 | 0 | 1 | 1 | 0 | 60 | 1 | 60 | 0 | 0 | 0 | 0 | 0 |  | 0 | 1 | 1 | 1 | 1 | 0 | 0
XJ | Xinjiang Huyanghe Jinhua solar farm | solar_photovoltaic | 3354 | 5 | 0 | 1 | 0 | 0 | 0 | 0 | 0 | 0 | 0 | 0 | 0 | 1 | 1 | 0 | 60 | 1 | 60 | 0 | 0 | 0 | 0 | 0 |  | 0 | 1 | 1 | 1 | 1 | 0 | 0
XJ | Xinjiang Ili (Huadian) Renewables Complex solar farm Huocheng | solar_photovoltaic | 3355 | 5 | 0 | 1 | 0 | 0 | 0 | 0 | 0 | 0 | 0 | 0 | 0 | 1 | 1 | 0 | 50 | 1 | 50 | 0 | 0 | 0 | 0 | 0 |  | 0 | 1 | 1 | 1 | 1 | 0 | 0
XJ | Xinjiang Ili Tukai solar farm | solar_photovoltaic | 3356 | 5 | 0 | 1 | 0 | 0 | 0 | 0 | 0 | 0 | 0 | 0 | 0 | 1 | 1 | 0 | 30 | 1 | 30 | 0 | 0 | 0 | 0 | 0 |  | 0 | 1 | 1 | 1 | 1 | 0 | 0
XJ | Xinjiang Jiashi (Huadian) solar farm | solar_photovoltaic | 3357 | 5 | 0 | 1 | 0 | 0 | 0 | 0 | 0 | 0 | 0 | 0 | 0 | 1 | 1 | 0 | 300 | 1 | 300 | 0 | 0 | 0 | 0 | 0 |  | 0 | 1 | 1 | 1 | 1 | 0 | 0
XJ | Xinjiang Jiashi Jiutai Hesheng solar farm | solar_photovoltaic | 3358 | 5 | 0 | 1 | 0 | 0 | 0 | 0 | 0 | 0 | 0 | 0 | 0 | 1 | 1 | 0 | 20 | 1 | 20 | 0 | 0 | 0 | 0 | 0 |  | 0 | 1 | 1 | 1 | 1 | 0 | 0
XJ | Xinjiang Jiashi Tarim Oilfield solar farm | solar_photovoltaic | 3359 | 5 | 0 | 1 | 0 | 0 | 0 | 0 | 0 | 0 | 0 | 0 | 0 | 1 | 1 | 0 | 600 | 1 | 600 | 0 | 0 | 0 | 0 | 0 |  | 0 | 1 | 1 | 1 | 1 | 0 | 0
XJ | Xinjiang Jimsar (China Energy Conservation) Pastoral solar power plant | solar_photovoltaic | 3360 | 5 | 0 | 1 | 0 | 0 | 0 | 0 | 0 | 0 | 0 | 0 | 0 | 1 | 1 | 0 | 120 | 1 | 120 | 0 | 0 | 0 | 0 | 0 |  | 0 | 1 | 1 | 1 | 1 | 0 | 0
XJ | Xinjiang Jimsar 300 MW Photovoltaic and Storage Demonstration solar power plant | solar_photovoltaic | 3361 | 5 | 0 | 1 | 0 | 0 | 0 | 0 | 0 | 0 | 0 | 0 | 0 | 1 | 1 | 0 | 150 | 1 | 150 | 0 | 0 | 0 | 0 | 0 |  | 0 | 1 | 1 | 1 | 1 | 0 | 0
XJ | Xinjiang Jimsar Beiting (Three Gorges) solar farm | solar_photovoltaic | 3362 | 5 | 0 | 1 | 0 | 0 | 0 | 0 | 0 | 0 | 0 | 0 | 0 | 1 | 1 | 0 | 1000 | 1 | 1000 | 0 | 0 | 0 | 0 | 0 |  | 0 | 1 | 1 | 1 | 1 | 0 | 0
XJ | Xinjiang Jimsar Huaneng solar power plant | solar_photovoltaic | 3363 | 5 | 0 | 1 | 0 | 0 | 0 | 0 | 0 | 0 | 0 | 0 | 0 | 1 | 1 | 0 | 100 | 1 | 100 | 0 | 0 | 0 | 0 | 0 |  | 0 | 1 | 1 | 1 | 1 | 0 | 0
XJ | Xinjiang Jimsar Lixin solar power plant Phase 1 | solar_photovoltaic | 3364 | 5 | 0 | 1 | 0 | 0 | 0 | 0 | 0 | 0 | 0 | 0 | 0 | 1 | 1 | 0 | 100 | 1 | 100 | 0 | 0 | 0 | 0 | 0 |  | 0 | 1 | 1 | 1 | 1 | 0 | 0
XJ | Xinjiang Jimsar Lixin solar power plant Phase 2 | solar_photovoltaic | 3365 | 5 | 0 | 1 | 0 | 0 | 0 | 0 | 0 | 0 | 0 | 0 | 0 | 1 | 1 | 0 | 100 | 1 | 100 | 0 | 0 | 0 | 0 | 0 |  | 0 | 1 | 1 | 1 | 1 | 0 | 0
XJ | Xinjiang Jimsar Lixin solar power plant Phase 3 | solar_photovoltaic | 3366 | 5 | 0 | 1 | 0 | 0 | 0 | 0 | 0 | 0 | 0 | 0 | 0 | 1 | 1 | 0 | 100 | 1 | 100 | 0 | 0 | 0 | 0 | 0 |  | 0 | 1 | 1 | 1 | 1 | 0 | 0
XJ | Xinjiang Jimsar Xinfeng 100 MW solar power plant | solar_photovoltaic | 3367 | 5 | 0 | 1 | 0 | 0 | 0 | 0 | 0 | 0 | 0 | 0 | 0 | 1 | 1 | 0 | 100 | 1 | 100 | 0 | 0 | 0 | 0 | 0 |  | 0 | 1 | 1 | 1 | 1 | 0 | 0
XJ | Xinjiang Jimsar Xinfeng solar farm | solar_photovoltaic | 3368 | 5 | 0 | 1 | 0 | 0 | 0 | 0 | 0 | 0 | 0 | 0 | 0 | 1 | 1 | 0 | 20 | 1 | 20 | 0 | 0 | 0 | 0 | 0 |  | 0 | 1 | 1 | 1 | 1 | 0 | 0
XJ | Xinjiang Jimunai Haijin solar farm | solar_photovoltaic | 3369 | 5 | 0 | 1 | 0 | 0 | 0 | 0 | 0 | 0 | 0 | 0 | 0 | 1 | 1 | 0 | 20 | 1 | 20 | 0 | 0 | 0 | 0 | 0 |  | 0 | 1 | 1 | 1 | 1 | 0 | 0
XJ | Xinjiang Jimunai Wind/Storage/Load Complex solar farm | solar_photovoltaic | 3370 | 5 | 0 | 1 | 0 | 0 | 0 | 0 | 0 | 0 | 0 | 0 | 0 | 1 | 1 | 0 | 10 | 1 | 10 | 0 | 0 | 0 | 0 | 0 |  | 0 | 1 | 1 | 1 | 1 | 0 | 0
XJ | Xinjiang Jinghe (China Petroleum Pipeline) solar farm | solar_photovoltaic | 3371 | 5 | 0 | 1 | 0 | 0 | 0 | 0 | 0 | 0 | 0 | 0 | 0 | 1 | 1 | 0 | 340 | 1 | 340 | 0 | 0 | 0 | 0 | 0 |  | 0 | 1 | 1 | 1 | 1 | 0 | 0
XJ | Xinjiang Jinghe (Xinhua) Energy Storage solar farm Photovoltaic 1 | solar_photovoltaic | 3372 | 5 | 0 | 1 | 0 | 0 | 0 | 0 | 0 | 0 | 0 | 0 | 0 | 1 | 1 | 0 | 600 | 1 | 600 | 0 | 0 | 0 | 0 | 0 |  | 0 | 1 | 1 | 1 | 1 | 0 | 0
XJ | Xinjiang Jinghe (Xinhua) Energy Storage solar farm Photovoltalic 2 | solar_photovoltaic | 3373 | 5 | 0 | 1 | 0 | 0 | 0 | 0 | 0 | 0 | 0 | 0 | 0 | 1 | 1 | 0 | 300 | 1 | 300 | 0 | 0 | 0 | 0 | 0 |  | 0 | 1 | 1 | 1 | 1 | 0 | 0
XJ | Xinjiang Jinghe (Xinhua) solar farm | solar_photovoltaic | 3374 | 5 | 0 | 1 | 0 | 0 | 0 | 0 | 0 | 0 | 0 | 0 | 0 | 1 | 1 | 0 | 50 | 1 | 50 | 0 | 0 | 0 | 0 | 0 |  | 0 | 1 | 1 | 1 | 1 | 0 | 0
XJ | Xinjiang Jinghe Hairun solar farm | solar_photovoltaic | 3375 | 5 | 0 | 1 | 0 | 0 | 0 | 0 | 0 | 0 | 0 | 0 | 0 | 1 | 1 | 0 | 20 | 1 | 20 | 0 | 0 | 0 | 0 | 0 |  | 0 | 1 | 1 | 1 | 1 | 0 | 0
XJ | Xinjiang Jinghe Zhongdiantou 5 Division 91 Regiment solar farm | solar_photovoltaic | 3376 | 5 | 0 | 1 | 0 | 0 | 0 | 0 | 0 | 0 | 0 | 0 | 0 | 1 | 1 | 0 | 20 | 1 | 20 | 0 | 0 | 0 | 0 | 0 |  | 0 | 1 | 1 | 1 | 1 | 0 | 0
XJ | Xinjiang Jingxia TBEA solar farm | solar_photovoltaic | 3377 | 5 | 0 | 1 | 0 | 0 | 0 | 0 | 0 | 0 | 0 | 0 | 0 | 1 | 1 | 0 | 50 | 1 | 50 | 0 | 0 | 0 | 0 | 0 |  | 0 | 1 | 1 | 1 | 1 | 0 | 0
XJ | Xinjiang Kalpin (Zhejiang Energy) solar farm | solar_photovoltaic | 3378 | 5 | 0 | 1 | 0 | 0 | 0 | 0 | 0 | 0 | 0 | 0 | 0 | 1 | 1 | 0 | 370 | 1 | 370 | 0 | 0 | 0 | 0 | 0 |  | 0 | 1 | 1 | 1 | 1 | 0 | 0
XJ | Xinjiang Kalpin Hairun solar farm | solar_photovoltaic | 3379 | 5 | 0 | 1 | 0 | 0 | 0 | 0 | 0 | 0 | 0 | 0 | 0 | 1 | 1 | 0 | 20 | 1 | 20 | 0 | 0 | 0 | 0 | 0 |  | 0 | 1 | 1 | 1 | 1 | 0 | 0
XJ | Xinjiang Karakax (Moyu) Huineng solar farm | solar_photovoltaic | 3380 | 5 | 0 | 1 | 0 | 0 | 0 | 0 | 0 | 0 | 0 | 0 | 0 | 1 | 1 | 0 | 20 | 1 | 20 | 0 | 0 | 0 | 0 | 0 |  | 0 | 1 | 1 | 1 | 1 | 0 | 0
XJ | Xinjiang Karamay (China Nuclear) solar farm | solar_photovoltaic | 3381 | 5 | 0 | 1 | 0 | 0 | 0 | 0 | 0 | 0 | 0 | 0 | 0 | 1 | 1 | 0 | 50 | 1 | 50 | 0 | 0 | 0 | 0 | 0 |  | 0 | 1 | 1 | 1 | 1 | 0 | 0
XJ | Xinjiang Karamay (CNNC) solar farm | solar_photovoltaic | 3382 | 5 | 0 | 1 | 0 | 0 | 0 | 0 | 0 | 0 | 0 | 0 | 0 | 1 | 1 | 0 | 100 | 1 | 100 | 0 | 0 | 0 | 0 | 0 |  | 0 | 1 | 1 | 1 | 1 | 0 | 0
XJ | Xinjiang Karamay (Guozong Energy) solar farm | solar_photovoltaic | 3383 | 5 | 0 | 1 | 0 | 0 | 0 | 0 | 0 | 0 | 0 | 0 | 0 | 1 | 1 | 0 | 50 | 1 | 50 | 0 | 0 | 0 | 0 | 0 |  | 0 | 1 | 1 | 1 | 1 | 0 | 0
XJ | Xinjiang Karamay (Huineng) solar farm | solar_photovoltaic | 3384 | 5 | 0 | 1 | 0 | 0 | 0 | 0 | 0 | 0 | 0 | 0 | 0 | 1 | 1 | 0 | 50 | 1 | 50 | 0 | 0 | 0 | 0 | 0 |  | 0 | 1 | 1 | 1 | 1 | 0 | 0
XJ | Xinjiang Karamay (Lüfa) solar farm | solar_photovoltaic | 3385 | 5 | 0 | 1 | 0 | 0 | 0 | 0 | 0 | 0 | 0 | 0 | 0 | 1 | 1 | 0 | 200 | 1 | 200 | 0 | 0 | 0 | 0 | 0 |  | 0 | 1 | 1 | 1 | 1 | 0 | 0
XJ | Xinjiang Karamay (Tianhua) solar farm | solar_photovoltaic | 3386 | 5 | 0 | 1 | 0 | 0 | 0 | 0 | 0 | 0 | 0 | 0 | 0 | 1 | 1 | 0 | 30 | 1 | 30 | 0 | 0 | 0 | 0 | 0 |  | 0 | 1 | 1 | 1 | 1 | 0 | 0
XJ | Xinjiang Karamay Baijiantan (PetroChina - TBEA) solar farm | solar_photovoltaic | 3387 | 5 | 0 | 1 | 0 | 0 | 0 | 0 | 0 | 0 | 0 | 0 | 0 | 1 | 1 | 0 | 50 | 1 | 50 | 0 | 0 | 0 | 0 | 0 |  | 0 | 1 | 1 | 1 | 1 | 0 | 0
XJ | Xinjiang Karamay Computing (Guangdong Energy) solar farm | solar_photovoltaic | 3388 | 5 | 0 | 1 | 0 | 0 | 0 | 0 | 0 | 0 | 0 | 0 | 0 | 1 | 1 | 0 | 300 | 1 | 300 | 0 | 0 | 0 | 0 | 0 |  | 0 | 1 | 1 | 1 | 1 | 0 | 0
XJ | Xinjiang Karamay Kuitun Tianhua solar farm Phase 1 | solar_photovoltaic | 3389 | 5 | 0 | 1 | 0 | 0 | 0 | 0 | 0 | 0 | 0 | 0 | 0 | 1 | 1 | 0 | 30 | 1 | 30 | 0 | 0 | 0 | 0 | 0 |  | 0 | 1 | 1 | 1 | 1 | 0 | 0
XJ | Xinjiang Karamay Kuitun Tianhua solar farm Phase 2 | solar_photovoltaic | 3390 | 5 | 0 | 1 | 0 | 0 | 0 | 0 | 0 | 0 | 0 | 0 | 0 | 1 | 1 | 0 | 30 | 1 | 30 | 0 | 0 | 0 | 0 | 0 |  | 0 | 1 | 1 | 1 | 1 | 0 | 0
XJ | Xinjiang Karamay Oilfield Demonstration solar farm | solar_photovoltaic | 3391 | 5 | 0 | 1 | 0 | 0 | 0 | 0 | 0 | 0 | 0 | 0 | 0 | 1 | 1 | 0 | 50 | 1 | 50 | 0 | 0 | 0 | 0 | 0 |  | 0 | 1 | 1 | 1 | 1 | 0 | 0
XJ | Xinjiang Karamay Oilfield Source-Grid-Load-Storage solar project Phase 1 | solar_photovoltaic | 3392 | 5 | 0 | 1 | 0 | 0 | 0 | 0 | 0 | 0 | 0 | 0 | 0 | 1 | 1 | 0 | 70 | 1 | 70 | 0 | 0 | 0 | 0 | 0 |  | 0 | 1 | 1 | 1 | 1 | 0 | 0
XJ | Xinjiang Karamay Source/Grid//Load/Storage Complex solar farm | solar_photovoltaic | 3393 | 5 | 0 | 1 | 0 | 0 | 0 | 0 | 0 | 0 | 0 | 0 | 0 | 1 | 1 | 0 | 200 | 1 | 200 | 0 | 0 | 0 | 0 | 0 |  | 0 | 1 | 1 | 1 | 1 | 0 | 0
XJ | Xinjiang Karamay Wu'erhe TBEA Grid-Connected solar farm Phase 1 | solar_photovoltaic | 3394 | 5 | 0 | 1 | 0 | 0 | 0 | 0 | 0 | 0 | 0 | 0 | 0 | 1 | 1 | 0 | 20 | 1 | 20 | 0 | 0 | 0 | 0 | 0 |  | 0 | 1 | 1 | 1 | 1 | 0 | 0
XJ | Xinjiang Karamay Wuerhe (Luneng) solar farm | solar_photovoltaic | 3395 | 5 | 0 | 1 | 0 | 0 | 0 | 0 | 0 | 0 | 0 | 0 | 0 | 1 | 1 | 0 | 200 | 1 | 200 | 0 | 0 | 0 | 0 | 0 |  | 0 | 1 | 1 | 1 | 1 | 0 | 0
XJ | Xinjiang Karamay Wuerhe (Zheneng) solar farm | solar_photovoltaic | 3396 | 5 | 0 | 1 | 0 | 0 | 0 | 0 | 0 | 0 | 0 | 0 | 0 | 1 | 1 | 0 | 100 | 1 | 100 | 0 | 0 | 0 | 0 | 0 |  | 0 | 1 | 1 | 1 | 1 | 0 | 0
XJ | Xinjiang Karamay Wuerhe Source/Grid/Storage/Load solar farm Phase 1 | solar_photovoltaic | 3397 | 5 | 0 | 1 | 0 | 0 | 0 | 0 | 0 | 0 | 0 | 0 | 0 | 1 | 1 | 0 | 600 | 1 | 600 | 0 | 0 | 0 | 0 | 0 |  | 0 | 1 | 1 | 1 | 1 | 0 | 0
XJ | Xinjiang Kargilik (Yecheng) Fenglin solar farm | solar_photovoltaic | 3398 | 5 | 0 | 1 | 0 | 0 | 0 | 0 | 0 | 0 | 0 | 0 | 0 | 1 | 1 | 0 | 20 | 1 | 20 | 0 | 0 | 0 | 0 | 0 |  | 0 | 1 | 1 | 1 | 1 | 0 | 0
XJ | Xinjiang Kashgar Bachu Huaguang Grid-Connected solar farm Phase 1 | solar_photovoltaic | 3399 | 5 | 0 | 1 | 0 | 0 | 0 | 0 | 0 | 0 | 0 | 0 | 0 | 1 | 1 | 0 | 20 | 1 | 20 | 0 | 0 | 0 | 0 | 0 |  | 0 | 1 | 1 | 1 | 1 | 0 | 0
XJ | Xinjiang Kashgar Bachu Huaguang Grid-Connected solar farm Phase 2 | solar_photovoltaic | 3400 | 5 | 0 | 1 | 0 | 0 | 0 | 0 | 0 | 0 | 0 | 0 | 0 | 1 | 1 | 0 | 40 | 1 | 40 | 0 | 0 | 0 | 0 | 0 |  | 0 | 1 | 1 | 1 | 1 | 0 | 0
XJ | Xinjiang Kashgar Maigaiti Jintan Zhengxin solar farm | solar_photovoltaic | 3401 | 5 | 0 | 1 | 0 | 0 | 0 | 0 | 0 | 0 | 0 | 0 | 0 | 1 | 1 | 0 | 20 | 1 | 20 | 0 | 0 | 0 | 0 | 0 |  | 0 | 1 | 1 | 1 | 1 | 0 | 0
XJ | Xinjiang Kashgar Maigaiti Linuo solar farm Phase 1 | solar_photovoltaic | 3402 | 5 | 0 | 1 | 0 | 0 | 0 | 0 | 0 | 0 | 0 | 0 | 0 | 1 | 1 | 0 | 20 | 1 | 20 | 0 | 0 | 0 | 0 | 0 |  | 0 | 1 | 1 | 1 | 1 | 0 | 0
XJ | Xinjiang Kashgar Ruicheng Grid-Connected solar farm Phase 1 | solar_photovoltaic | 3403 | 5 | 0 | 1 | 0 | 0 | 0 | 0 | 0 | 0 | 0 | 0 | 0 | 1 | 1 | 0 | 20 | 1 | 20 | 0 | 0 | 0 | 0 | 0 |  | 0 | 1 | 1 | 1 | 1 | 0 | 0
XJ | Xinjiang Kashgar Shache Taike solar farm | solar_photovoltaic | 3404 | 5 | 0 | 1 | 0 | 0 | 0 | 0 | 0 | 0 | 0 | 0 | 0 | 1 | 1 | 0 | 30 | 1 | 30 | 0 | 0 | 0 | 0 | 0 |  | 0 | 1 | 1 | 1 | 1 | 0 | 0
XJ | Xinjiang Kashgar Shufu Junxin solar farm | solar_photovoltaic | 3405 | 5 | 0 | 1 | 0 | 0 | 0 | 0 | 0 | 0 | 0 | 0 | 0 | 1 | 1 | 0 | 20 | 1 | 20 | 0 | 0 | 0 | 0 | 0 |  | 0 | 1 | 1 | 1 | 1 | 0 | 0
XJ | Xinjiang Kashgar Shufu Zhongjiancai solar farm | solar_photovoltaic | 3406 | 5 | 0 | 1 | 0 | 0 | 0 | 0 | 0 | 0 | 0 | 0 | 0 | 1 | 1 | 0 | 20 | 1 | 20 | 0 | 0 | 0 | 0 | 0 |  | 0 | 1 | 1 | 1 | 1 | 0 | 0
XJ | Xinjiang Kashgar Shule Lineng solar farm | solar_photovoltaic | 3407 | 5 | 0 | 1 | 0 | 0 | 0 | 0 | 0 | 0 | 0 | 0 | 0 | 1 | 1 | 0 | 20 | 1 | 20 | 0 | 0 | 0 | 0 | 0 |  | 0 | 1 | 1 | 1 | 1 | 0 | 0
XJ | Xinjiang Kashgar Shule Tengsheng solar farm | solar_photovoltaic | 3408 | 5 | 0 | 1 | 0 | 0 | 0 | 0 | 0 | 0 | 0 | 0 | 0 | 1 | 1 | 0 | 20 | 1 | 20 | 0 | 0 | 0 | 0 | 0 |  | 0 | 1 | 1 | 1 | 1 | 0 | 0
XJ | Xinjiang Kashgar Tashkurgan Zhongke Hengyuan solar farm | solar_photovoltaic | 3409 | 5 | 0 | 1 | 0 | 0 | 0 | 0 | 0 | 0 | 0 | 0 | 0 | 1 | 1 | 0 | 20 | 1 | 20 | 0 | 0 | 0 | 0 | 0 |  | 0 | 1 | 1 | 1 | 1 | 0 | 0
XJ | Xinjiang Kashgar Yecheng Fenglin solar farm | solar_photovoltaic | 3410 | 5 | 0 | 1 | 0 | 0 | 0 | 0 | 0 | 0 | 0 | 0 | 0 | 1 | 1 | 0 | 20 | 1 | 20 | 0 | 0 | 0 | 0 | 0 |  | 0 | 1 | 1 | 1 | 1 | 0 | 0
XJ | Xinjiang Kashgar Yecheng Yuanguang solar farm | solar_photovoltaic | 3411 | 5 | 0 | 1 | 0 | 0 | 0 | 0 | 0 | 0 | 0 | 0 | 0 | 1 | 1 | 0 | 30 | 1 | 30 | 0 | 0 | 0 | 0 | 0 |  | 0 | 1 | 1 | 1 | 1 | 0 | 0
XJ | Xinjiang Kashgar Yingjisha CGN solar farm Phase 1 | solar_photovoltaic | 3412 | 5 | 0 | 1 | 0 | 0 | 0 | 0 | 0 | 0 | 0 | 0 | 0 | 1 | 1 | 0 | 20 | 1 | 20 | 0 | 0 | 0 | 0 | 0 |  | 0 | 1 | 1 | 1 | 1 | 0 | 0
XJ | Xinjiang Kashgar Yingjisha Rongxintianhe solar farm | solar_photovoltaic | 3413 | 5 | 0 | 1 | 0 | 0 | 0 | 0 | 0 | 0 | 0 | 0 | 0 | 1 | 1 | 0 | 20 | 1 | 20 | 0 | 0 | 0 | 0 | 0 |  | 0 | 1 | 1 | 1 | 1 | 0 | 0
XJ | Xinjiang Kashgar Yingjisha Tianhua Weiye solar farm | solar_photovoltaic | 3414 | 5 | 0 | 1 | 0 | 0 | 0 | 0 | 0 | 0 | 0 | 0 | 0 | 1 | 1 | 0 | 20 | 1 | 20 | 0 | 0 | 0 | 0 | 0 |  | 0 | 1 | 1 | 1 | 1 | 0 | 0
XJ | Xinjiang Kashgar Yuepuhu Ruicheng solar farm | solar_photovoltaic | 3415 | 5 | 0 | 1 | 0 | 0 | 0 | 0 | 0 | 0 | 0 | 0 | 0 | 1 | 1 | 0 | 20 | 1 | 20 | 0 | 0 | 0 | 0 | 0 |  | 0 | 1 | 1 | 1 | 1 | 0 | 0
XJ | Xinjiang Kashgar Yupuhu Zhenfa solar farm | solar_photovoltaic | 3416 | 5 | 0 | 1 | 0 | 0 | 0 | 0 | 0 | 0 | 0 | 0 | 0 | 1 | 1 | 0 | 20 | 1 | 20 | 0 | 0 | 0 | 0 | 0 |  | 0 | 1 | 1 | 1 | 1 | 0 | 0
XJ | Xinjiang Keping CECEP solar farm | solar_photovoltaic | 3417 | 5 | 0 | 1 | 0 | 0 | 0 | 0 | 0 | 0 | 0 | 0 | 0 | 1 | 1 | 0 | 20 | 1 | 20 | 0 | 0 | 0 | 0 | 0 |  | 0 | 1 | 1 | 1 | 1 | 0 | 0
XJ | Xinjiang Keping Huadian solar power plant | solar_photovoltaic | 3418 | 5 | 0 | 1 | 0 | 0 | 0 | 0 | 0 | 0 | 0 | 0 | 0 | 1 | 1 | 0 | 100 | 1 | 100 | 0 | 0 | 0 | 0 | 0 |  | 0 | 1 | 1 | 1 | 1 | 0 | 0
XJ | Xinjiang Keping State Power Investment solar power plant | solar_photovoltaic | 3419 | 5 | 0 | 1 | 0 | 0 | 0 | 0 | 0 | 0 | 0 | 0 | 0 | 1 | 1 | 0 | 200 | 1 | 200 | 0 | 0 | 0 | 0 | 0 |  | 0 | 1 | 1 | 1 | 1 | 0 | 0
XJ | Xinjiang Keping Three Gorges solar power plant | solar_photovoltaic | 3420 | 5 | 0 | 1 | 0 | 0 | 0 | 0 | 0 | 0 | 0 | 0 | 0 | 1 | 1 | 0 | 100 | 1 | 100 | 0 | 0 | 0 | 0 | 0 |  | 0 | 1 | 1 | 1 | 1 | 0 | 0
XJ | Xinjiang Keping Tianhua solar farm | solar_photovoltaic | 3421 | 5 | 0 | 1 | 0 | 0 | 0 | 0 | 0 | 0 | 0 | 0 | 0 | 1 | 1 | 0 | 20 | 1 | 20 | 0 | 0 | 0 | 0 | 0 |  | 0 | 1 | 1 | 1 | 1 | 0 | 0
XJ | Xinjiang Kezhou Akto Xinte Grid-Connected solar farm Phase 1 | solar_photovoltaic | 3422 | 5 | 0 | 1 | 0 | 0 | 0 | 0 | 0 | 0 | 0 | 0 | 0 | 1 | 1 | 0 | 60 | 1 | 60 | 0 | 0 | 0 | 0 | 0 |  | 0 | 1 | 1 | 1 | 1 | 0 | 0
XJ | Xinjiang Kezhou Artux Baiside Grid-Connected solar farm Phase 1 | solar_photovoltaic | 3423 | 5 | 0 | 1 | 0 | 0 | 0 | 0 | 0 | 0 | 0 | 0 | 0 | 1 | 1 | 0 | 20 | 1 | 20 | 0 | 0 | 0 | 0 | 0 |  | 0 | 1 | 1 | 1 | 1 | 0 | 0
XJ | Xinjiang Kezhou Artux Baiside Grid-Connected solar farm Phase 2 | solar_photovoltaic | 3424 | 5 | 0 | 1 | 0 | 0 | 0 | 0 | 0 | 0 | 0 | 0 | 0 | 1 | 1 | 0 | 20 | 1 | 20 | 0 | 0 | 0 | 0 | 0 |  | 0 | 1 | 1 | 1 | 1 | 0 | 0
XJ | Xinjiang Kezhou Artux Huaguang Grid-Connected solar farm | solar_photovoltaic | 3425 | 5 | 0 | 1 | 0 | 0 | 0 | 0 | 0 | 0 | 0 | 0 | 0 | 1 | 1 | 0 | 30 | 1 | 30 | 0 | 0 | 0 | 0 | 0 |  | 0 | 1 | 1 | 1 | 1 | 0 | 0
XJ | Xinjiang Kezhou Atushi Zhongxing solar farm | solar_photovoltaic | 3426 | 5 | 0 | 1 | 0 | 0 | 0 | 0 | 0 | 0 | 0 | 0 | 0 | 1 | 1 | 0 | 40 | 1 | 40 | 0 | 0 | 0 | 0 | 0 |  | 0 | 1 | 1 | 1 | 1 | 0 | 0
XJ | Xinjiang Kezhou Xinlong solar farm | solar_photovoltaic | 3427 | 5 | 0 | 1 | 0 | 0 | 0 | 0 | 0 | 0 | 0 | 0 | 0 | 1 | 1 | 0 | 20 | 1 | 20 | 0 | 0 | 0 | 0 | 0 |  | 0 | 1 | 1 | 1 | 1 | 0 | 0
XJ | Xinjiang Kizilsu Wuqia solar farm Phase 1 | solar_photovoltaic | 3428 | 5 | 0 | 1 | 0 | 0 | 0 | 0 | 0 | 0 | 0 | 0 | 0 | 1 | 1 | 0 | 300 | 1 | 300 | 0 | 0 | 0 | 0 | 0 |  | 0 | 1 | 1 | 1 | 1 | 0 | 0
XJ | Xinjiang Kokdala Anhui Kangheng Biotechnology solar project | solar_photovoltaic | 3429 | 5 | 0 | 1 | 0 | 0 | 0 | 0 | 0 | 0 | 0 | 0 | 0 | 1 | 1 | 0 | 5.3 | 1 | 5.3 | 0 | 0 | 0 | 0 | 0 |  | 0 | 1 | 1 | 1 | 1 | 0 | 0
XJ | Xinjiang Kokdala Large-Scale Pastoral solar farm Phase 1 | solar_photovoltaic | 3430 | 5 | 0 | 1 | 0 | 0 | 0 | 0 | 0 | 0 | 0 | 0 | 0 | 1 | 1 | 0 | 300 | 1 | 300 | 0 | 0 | 0 | 0 | 0 |  | 0 | 1 | 1 | 1 | 1 | 0 | 0
XJ | Xinjiang Korla (Zhongkun) Source-Grid-Load-Storage solar farm Phase 1 | solar_photovoltaic | 3431 | 5 | 0 | 1 | 0 | 0 | 0 | 0 | 0 | 0 | 0 | 0 | 0 | 1 | 1 | 0 | 100 | 1 | 100 | 0 | 0 | 0 | 0 | 0 |  | 0 | 1 | 1 | 1 | 1 | 0 | 0
XJ | Xinjiang Korla Huaneng solar farm | solar_photovoltaic | 3432 | 5 | 0 | 1 | 0 | 0 | 0 | 0 | 0 | 0 | 0 | 0 | 0 | 1 | 1 | 0 | 20 | 1 | 20 | 0 | 0 | 0 | 0 | 0 |  | 0 | 1 | 1 | 1 | 1 | 0 | 0
XJ | Xinjiang Korla Shangku High Technology Zone (Tarim Oilfield) solar farm | solar_photovoltaic | 3433 | 5 | 0 | 1 | 0 | 0 | 0 | 0 | 0 | 0 | 0 | 0 | 0 | 1 | 1 | 0 | 1300 | 1 | 1300 | 0 | 0 | 0 | 0 | 0 |  | 0 | 1 | 1 | 1 | 1 | 0 | 0
XJ | Xinjiang Korla Shangku Petrochemical Park Source-Grid-Load-Storage solar farm | solar_photovoltaic | 3434 | 5 | 0 | 1 | 0 | 0 | 0 | 0 | 0 | 0 | 0 | 0 | 0 | 1 | 1 | 0 | 100 | 1 | 100 | 0 | 0 | 0 | 0 | 0 |  | 0 | 1 | 1 | 1 | 1 | 0 | 0
XJ | Xinjiang Korla Yingli solar farm | solar_photovoltaic | 3435 | 5 | 0 | 1 | 0 | 0 | 0 | 0 | 0 | 0 | 0 | 0 | 0 | 1 | 1 | 0 | 30 | 1 | 30 | 0 | 0 | 0 | 0 | 0 |  | 0 | 1 | 1 | 1 | 1 | 0 | 0
XJ | Xinjiang Kuitun (China Green Power) solar farm | solar_photovoltaic | 3436 | 5 | 0 | 1 | 0 | 0 | 0 | 0 | 0 | 0 | 0 | 0 | 0 | 1 | 1 | 0 | 1000 | 1 | 1000 | 0 | 0 | 0 | 0 | 0 |  | 0 | 1 | 1 | 1 | 1 | 0 | 0
XJ | Xinjiang Kuitun 7th Division 131st Brigade Lvneng solar farm | solar_photovoltaic | 3437 | 5 | 0 | 1 | 0 | 0 | 0 | 0 | 0 | 0 | 0 | 0 | 0 | 1 | 1 | 0 | 20 | 1 | 20 | 0 | 0 | 0 | 0 | 0 |  | 0 | 1 | 1 | 1 | 1 | 0 | 0
XJ | Xinjiang Kuitun 7th Division Jintaiyang solar farm Phase 1 | solar_photovoltaic | 3438 | 5 | 0 | 1 | 0 | 0 | 0 | 0 | 0 | 0 | 0 | 0 | 0 | 1 | 1 | 0 | 30 | 1 | 30 | 0 | 0 | 0 | 0 | 0 |  | 0 | 1 | 1 | 1 | 1 | 0 | 0
XJ | Xinjiang Kunyu (Datang/Xinjiang Corps) solar power plant Phase 1 | solar_photovoltaic | 3439 | 5 | 0 | 1 | 0 | 0 | 0 | 0 | 0 | 0 | 0 | 0 | 0 | 1 | 1 | 0 | 400 | 1 | 400 | 0 | 0 | 0 | 0 | 0 |  | 0 | 1 | 1 | 1 | 1 | 0 | 0
XJ | Xinjiang Kunyu (Datang/Xinjiang Corps) solar power plant Phase 2 | solar_photovoltaic | 3440 | 5 | 0 | 1 | 0 | 0 | 0 | 0 | 0 | 0 | 0 | 0 | 0 | 1 | 1 | 0 | 600 | 1 | 600 | 0 | 0 | 0 | 0 | 0 |  | 0 | 1 | 1 | 1 | 1 | 0 | 0
XJ | Xinjiang Kuqa Fossil Fuel and Solar Integrated power plant | solar_photovoltaic | 3441 | 5 | 0 | 1 | 0 | 0 | 0 | 0 | 0 | 0 | 0 | 0 | 0 | 1 | 1 | 0 | 550 | 1 | 550 | 0 | 0 | 0 | 0 | 0 |  | 0 | 1 | 1 | 1 | 1 | 0 | 0
XJ | Xinjiang Kuqa Green Hydrogen Demonstration solar farm | solar_photovoltaic | 3442 | 5 | 0 | 1 | 0 | 0 | 0 | 0 | 0 | 0 | 0 | 0 | 0 | 1 | 1 | 0 | 300 | 1 | 300 | 0 | 0 | 0 | 0 | 0 |  | 0 | 1 | 1 | 1 | 1 | 0 | 0
XJ | Xinjiang Lop (China Energy Investment) solar power plant | solar_photovoltaic | 3443 | 5 | 0 | 1 | 0 | 0 | 0 | 0 | 0 | 0 | 0 | 0 | 0 | 1 | 1 | 0 | 200 | 1 | 200 | 0 | 0 | 0 | 0 | 0 |  | 0 | 1 | 1 | 1 | 1 | 0 | 0
XJ | Xinjiang Lop (China Guangdong Nuclear) Desert Control solar farm | solar_photovoltaic | 3444 | 5 | 0 | 1 | 0 | 0 | 0 | 0 | 0 | 0 | 0 | 0 | 0 | 1 | 1 | 0 | 500 | 1 | 500 | 0 | 0 | 0 | 0 | 0 |  | 0 | 1 | 1 | 1 | 1 | 0 | 0
XJ | Xinjiang Lop (China Guangdong Nuclear) solar form | solar_photovoltaic | 3445 | 5 | 0 | 1 | 0 | 0 | 0 | 0 | 0 | 0 | 0 | 0 | 0 | 1 | 1 | 0 | 1000 | 1 | 1000 | 0 | 0 | 0 | 0 | 0 |  | 0 | 1 | 1 | 1 | 1 | 0 | 0
XJ | Xinjiang Lop (State Power Investment) 200 MW solar power plant | solar_photovoltaic | 3446 | 5 | 0 | 1 | 0 | 0 | 0 | 0 | 0 | 0 | 0 | 0 | 0 | 1 | 1 | 0 | 200 | 1 | 200 | 0 | 0 | 0 | 0 | 0 |  | 0 | 1 | 1 | 1 | 1 | 0 | 0
XJ | Xinjiang Lop (State Power Investment) 400 MW solar farm | solar_photovoltaic | 3447 | 5 | 0 | 1 | 0 | 0 | 0 | 0 | 0 | 0 | 0 | 0 | 0 | 1 | 1 | 0 | 400 | 1 | 400 | 0 | 0 | 0 | 0 | 0 |  | 0 | 1 | 1 | 1 | 1 | 0 | 0
XJ | Xinjiang Lop China Resources solar power plant Phase 1 | solar_photovoltaic | 3448 | 5 | 0 | 1 | 0 | 0 | 0 | 0 | 0 | 0 | 0 | 0 | 0 | 1 | 1 | 0 | 400 | 1 | 400 | 0 | 0 | 0 | 0 | 0 |  | 0 | 1 | 1 | 1 | 1 | 0 | 0
XJ | Xinjiang Lop China Resources solar power plant Phase 2 | solar_photovoltaic | 3449 | 5 | 0 | 1 | 0 | 0 | 0 | 0 | 0 | 0 | 0 | 0 | 0 | 1 | 1 | 0 | 400 | 1 | 400 | 0 | 0 | 0 | 0 | 0 |  | 0 | 1 | 1 | 1 | 1 | 0 | 0
XJ | Xinjiang Lop CPI solar farm Phase 1 | solar_photovoltaic | 3450 | 5 | 0 | 1 | 0 | 0 | 0 | 0 | 0 | 0 | 0 | 0 | 0 | 1 | 1 | 0 | 20 | 1 | 20 | 0 | 0 | 0 | 0 | 0 |  | 0 | 1 | 1 | 1 | 1 | 0 | 0
XJ | Xinjiang Lop CPI solar farm Phase 2 | solar_photovoltaic | 3451 | 5 | 0 | 1 | 0 | 0 | 0 | 0 | 0 | 0 | 0 | 0 | 0 | 1 | 1 | 0 | 20 | 1 | 20 | 0 | 0 | 0 | 0 | 0 |  | 0 | 1 | 1 | 1 | 1 | 0 | 0
XJ | Xinjiang Lop CPI solar farm Phase 3 | solar_photovoltaic | 3452 | 5 | 0 | 1 | 0 | 0 | 0 | 0 | 0 | 0 | 0 | 0 | 0 | 1 | 1 | 0 | 20 | 1 | 20 | 0 | 0 | 0 | 0 | 0 |  | 0 | 1 | 1 | 1 | 1 | 0 | 0
XJ | Xinjiang Luntai (CNNC) solar farm | solar_photovoltaic | 3453 | 5 | 0 | 1 | 0 | 0 | 0 | 0 | 0 | 0 | 0 | 0 | 0 | 1 | 1 | 0 | 20 | 1 | 20 | 0 | 0 | 0 | 0 | 0 |  | 0 | 1 | 1 | 1 | 1 | 0 | 0
XJ | Xinjiang Luntai (Datang) solar farm | solar_photovoltaic | 3454 | 5 | 0 | 1 | 0 | 0 | 0 | 0 | 0 | 0 | 0 | 0 | 0 | 1 | 1 | 0 | 100 | 1 | 100 | 0 | 0 | 0 | 0 | 0 |  | 0 | 1 | 1 | 1 | 1 | 0 | 0
XJ | Xinjiang Luntai Thermal/Solar Integrated Project Luntai solar power plant | solar_photovoltaic | 3455 | 5 | 0 | 1 | 0 | 0 | 0 | 0 | 0 | 0 | 0 | 0 | 0 | 1 | 1 | 0 | 100 | 1 | 100 | 0 | 0 | 0 | 0 | 0 |  | 0 | 1 | 1 | 1 | 1 | 0 | 0
XJ | Xinjiang Luntai Thermal/Solar Integrated Project Yanqi solar power plant Phase 1 | solar_photovoltaic | 3456 | 5 | 0 | 1 | 0 | 0 | 0 | 0 | 0 | 0 | 0 | 0 | 0 | 1 | 1 | 0 | 200 | 1 | 200 | 0 | 0 | 0 | 0 | 0 |  | 0 | 1 | 1 | 1 | 1 | 0 | 0
XJ | Xinjiang Luntai Thermal/Solar Integrated Project Yanqi solar power plant Phase 2 | solar_photovoltaic | 3457 | 5 | 0 | 1 | 0 | 0 | 0 | 0 | 0 | 0 | 0 | 0 | 0 | 1 | 1 | 0 | 200 | 1 | 200 | 0 | 0 | 0 | 0 | 0 |  | 0 | 1 | 1 | 1 | 1 | 0 | 0
XJ | Xinjiang Maigaiti Hengji Weiye solar farm | solar_photovoltaic | 3458 | 5 | 0 | 1 | 0 | 0 | 0 | 0 | 0 | 0 | 0 | 0 | 0 | 1 | 1 | 0 | 20 | 1 | 20 | 0 | 0 | 0 | 0 | 0 |  | 0 | 1 | 1 | 1 | 1 | 0 | 0
XJ | Xinjiang Makit (China Electronics) solar farm | solar_photovoltaic | 3459 | 5 | 0 | 1 | 0 | 0 | 0 | 0 | 0 | 0 | 0 | 0 | 0 | 1 | 1 | 0 | 500 | 1 | 500 | 0 | 0 | 0 | 0 | 0 |  | 0 | 1 | 1 | 1 | 1 | 0 | 0
XJ | Xinjiang Makit (Shaanxi Investment) Desert Control solar farm | solar_photovoltaic | 3460 | 5 | 0 | 1 | 0 | 0 | 0 | 0 | 0 | 0 | 0 | 0 | 0 | 1 | 1 | 0 | 500 | 1 | 500 | 0 | 0 | 0 | 0 | 0 |  | 0 | 1 | 1 | 1 | 1 | 0 | 0
XJ | Xinjiang Makit Zhengxin solar farm | solar_photovoltaic | 3461 | 5 | 0 | 1 | 0 | 0 | 0 | 0 | 0 | 0 | 0 | 0 | 0 | 1 | 1 | 0 | 20 | 1 | 20 | 0 | 0 | 0 | 0 | 0 |  | 0 | 1 | 1 | 1 | 1 | 0 | 0
XJ | Xinjiang Manas (State Development Investment) 400 MW solar power plant | solar_photovoltaic | 3462 | 5 | 0 | 1 | 0 | 0 | 0 | 0 | 0 | 0 | 0 | 0 | 0 | 1 | 1 | 0 | 400 | 1 | 400 | 0 | 0 | 0 | 0 | 0 |  | 0 | 1 | 1 | 1 | 1 | 0 | 0
XJ | Xinjiang Manas Tianfu solar farm | solar_photovoltaic | 3463 | 5 | 0 | 1 | 0 | 0 | 0 | 0 | 0 | 0 | 0 | 0 | 0 | 1 | 1 | 0 | 20 | 1 | 20 | 0 | 0 | 0 | 0 | 0 |  | 0 | 1 | 1 | 1 | 1 | 0 | 0
XJ | Xinjiang Midong Beishawo (China Energy Investment) solar farm Phase 1 | solar_photovoltaic | 3464 | 5 | 0 | 1 | 0 | 0 | 0 | 0 | 0 | 0 | 0 | 0 | 0 | 1 | 1 | 0 | 310 | 1 | 310 | 0 | 0 | 0 | 0 | 0 |  | 0 | 1 | 1 | 1 | 1 | 0 | 0
XJ | Xinjiang Mori (China Coal) solar farm | solar_photovoltaic | 3465 | 5 | 0 | 1 | 0 | 0 | 0 | 0 | 0 | 0 | 0 | 0 | 0 | 1 | 1 | 0 | 125 | 1 | 125 | 0 | 0 | 0 | 0 | 0 |  | 0 | 1 | 1 | 1 | 1 | 0 | 0
XJ | Xinjiang Mori (Huadian Kaisheng) renewables complex solar farm | solar_photovoltaic | 3466 | 5 | 0 | 1 | 0 | 0 | 0 | 0 | 0 | 0 | 0 | 0 | 0 | 1 | 1 | 0 | 250 | 1 | 250 | 0 | 0 | 0 | 0 | 0 |  | 0 | 1 | 1 | 1 | 1 | 0 | 0
XJ | Xinjiang Mori (Huadian) Integrated Wind/Solar/Storage complex | solar_photovoltaic | 3467 | 5 | 0 | 1 | 0 | 0 | 0 | 0 | 0 | 0 | 0 | 0 | 0 | 1 | 1 | 0 | 400 | 1 | 400 | 0 | 0 | 0 | 0 | 0 |  | 0 | 1 | 1 | 1 | 1 | 0 | 0
XJ | Xinjiang Mori (Shaanxi Investment) solar farm | solar_photovoltaic | 3468 | 5 | 0 | 1 | 0 | 0 | 0 | 0 | 0 | 0 | 0 | 0 | 0 | 1 | 1 | 0 | 125 | 1 | 125 | 0 | 0 | 0 | 0 | 0 |  | 0 | 1 | 1 | 1 | 1 | 0 | 0
XJ | Xinjiang Mori Huadian solar farm Phase 1 | solar_photovoltaic | 3469 | 5 | 0 | 1 | 0 | 0 | 0 | 0 | 0 | 0 | 0 | 0 | 0 | 1 | 1 | 0 | 20 | 1 | 20 | 0 | 0 | 0 | 0 | 0 |  | 0 | 1 | 1 | 1 | 1 | 0 | 0
XJ | Xinjiang Mori Kaisheng solar farm | solar_photovoltaic | 3470 | 5 | 0 | 1 | 0 | 0 | 0 | 0 | 0 | 0 | 0 | 0 | 0 | 1 | 1 | 0 | 100 | 1 | 100 | 0 | 0 | 0 | 0 | 0 |  | 0 | 1 | 1 | 1 | 1 | 0 | 0
XJ | Xinjiang Moyu (China Energy Investment) solar power plant | solar_photovoltaic | 3471 | 5 | 0 | 1 | 0 | 0 | 0 | 0 | 0 | 0 | 0 | 0 | 0 | 1 | 1 | 0 | 150 | 1 | 150 | 0 | 0 | 0 | 0 | 0 |  | 0 | 1 | 1 | 1 | 1 | 0 | 0
XJ | Xinjiang Mulei (Huadian) wind and solar base | solar_photovoltaic | 3472 | 5 | 0 | 1 | 0 | 0 | 0 | 0 | 0 | 0 | 0 | 0 | 0 | 1 | 1 | 0 | 250 | 1 | 250 | 0 | 0 | 0 | 0 | 0 |  | 0 | 1 | 1 | 1 | 1 | 0 | 0
XJ | Xinjiang Mulei (State Development Investment) Wind/Photovoltaic solar farm | solar_photovoltaic | 3473 | 5 | 0 | 1 | 0 | 0 | 0 | 0 | 0 | 0 | 0 | 0 | 0 | 1 | 1 | 0 | 200 | 1 | 200 | 0 | 0 | 0 | 0 | 0 |  | 0 | 1 | 1 | 1 | 1 | 0 | 0
XJ | Xinjiang Mulei Caitian Silk Road solar farm | solar_photovoltaic | 3474 | 5 | 0 | 1 | 0 | 0 | 0 | 0 | 0 | 0 | 0 | 0 | 0 | 1 | 1 | 0 | 100 | 1 | 100 | 0 | 0 | 0 | 0 | 0 |  | 0 | 1 | 1 | 1 | 1 | 0 | 0
XJ | Xinjiang Mulei Changsheng Ridian solar farm | solar_photovoltaic | 3475 | 5 | 0 | 1 | 0 | 0 | 0 | 0 | 0 | 0 | 0 | 0 | 0 | 1 | 1 | 0 | 100 | 1 | 100 | 0 | 0 | 0 | 0 | 0 |  | 0 | 1 | 1 | 1 | 1 | 0 | 0
XJ | Xinjiang Mulei Hengdong solar farm | solar_photovoltaic | 3476 | 5 | 0 | 1 | 0 | 0 | 0 | 0 | 0 | 0 | 0 | 0 | 0 | 1 | 1 | 0 | 100 | 1 | 100 | 0 | 0 | 0 | 0 | 0 |  | 0 | 1 | 1 | 1 | 1 | 0 | 0
XJ | Xinjiang Mulei Jiarui Guangsheng solar farm | solar_photovoltaic | 3477 | 5 | 0 | 1 | 0 | 0 | 0 | 0 | 0 | 0 | 0 | 0 | 0 | 1 | 1 | 0 | 100 | 1 | 100 | 0 | 0 | 0 | 0 | 0 |  | 0 | 1 | 1 | 1 | 1 | 0 | 0
XJ | Xinjiang Mulei Jingheng solar farm | solar_photovoltaic | 3478 | 5 | 0 | 1 | 0 | 0 | 0 | 0 | 0 | 0 | 0 | 0 | 0 | 1 | 1 | 0 | 100 | 1 | 100 | 0 | 0 | 0 | 0 | 0 |  | 0 | 1 | 1 | 1 | 1 | 0 | 0
XJ | Xinjiang Mulei Tianhui solar farm | solar_photovoltaic | 3479 | 5 | 0 | 1 | 0 | 0 | 0 | 0 | 0 | 0 | 0 | 0 | 0 | 1 | 1 | 0 | 100 | 1 | 100 | 0 | 0 | 0 | 0 | 0 |  | 0 | 1 | 1 | 1 | 1 | 0 | 0
XJ | Xinjiang Nileke Wuzan (Datang) solar farm | solar_photovoltaic | 3480 | 5 | 0 | 1 | 0 | 0 | 0 | 0 | 0 | 0 | 0 | 0 | 0 | 1 | 1 | 0 | 60 | 1 | 60 | 0 | 0 | 0 | 0 | 0 |  | 0 | 1 | 1 | 1 | 1 | 0 | 0
XJ | Xinjiang Nilka (China Energy Investment) solar farm | solar_photovoltaic | 3481 | 5 | 0 | 1 | 0 | 0 | 0 | 0 | 0 | 0 | 0 | 0 | 0 | 1 | 1 | 0 | 80 | 1 | 80 | 0 | 0 | 0 | 0 | 0 |  | 0 | 1 | 1 | 1 | 1 | 0 | 0
XJ | Xinjiang Nilka (China Green Power) wind and solar farm Phase 1 | solar_photovoltaic | 3482 | 5 | 0 | 1 | 0 | 0 | 0 | 0 | 0 | 0 | 0 | 0 | 0 | 1 | 1 | 0 | 2000 | 1 | 2000 | 0 | 0 | 0 | 0 | 0 |  | 0 | 1 | 1 | 1 | 1 | 0 | 0
XJ | Xinjiang Nilka (China Green Power) wind and solar farm Phase 2 | solar_photovoltaic | 3483 | 5 | 0 | 1 | 0 | 0 | 0 | 0 | 0 | 0 | 0 | 0 | 0 | 1 | 1 | 0 | 1000 | 1 | 1000 | 0 | 0 | 0 | 0 | 0 |  | 0 | 1 | 1 | 1 | 1 | 0 | 0
XJ | Xinjiang Nilka County Solar and Storage solar project Phase 1 | solar_photovoltaic | 3484 | 5 | 0 | 1 | 0 | 0 | 0 | 0 | 0 | 0 | 0 | 0 | 0 | 1 | 1 | 0 | 430 | 1 | 430 | 0 | 0 | 0 | 0 | 0 |  | 0 | 1 | 1 | 1 | 1 | 0 | 0
XJ | Xinjiang Nilka County Solar and Storage solar project Phase 2 | solar_photovoltaic | 3485 | 5 | 0 | 1 | 0 | 0 | 0 | 0 | 0 | 0 | 0 | 0 | 0 | 1 | 1 | 0 | 300 | 1 | 300 | 0 | 0 | 0 | 0 | 0 |  | 0 | 1 | 1 | 1 | 1 | 0 | 0
XJ | Xinjiang Pishan (China Resources) solar farm | solar_photovoltaic | 3486 | 5 | 0 | 1 | 0 | 0 | 0 | 0 | 0 | 0 | 0 | 0 | 0 | 1 | 1 | 0 | 400 | 1 | 400 | 0 | 0 | 0 | 0 | 0 |  | 0 | 1 | 1 | 1 | 1 | 0 | 0
XJ | Xinjiang Pishan Farm Qingyuan solar farm Phase 1 | solar_photovoltaic | 3487 | 5 | 0 | 1 | 0 | 0 | 0 | 0 | 0 | 0 | 0 | 0 | 0 | 1 | 1 | 0 | 20 | 1 | 20 | 0 | 0 | 0 | 0 | 0 |  | 0 | 1 | 1 | 1 | 1 | 0 | 0
XJ | Xinjiang Pishan Farm Risheng solar farm | solar_photovoltaic | 3488 | 5 | 0 | 1 | 0 | 0 | 0 | 0 | 0 | 0 | 0 | 0 | 0 | 1 | 1 | 0 | 20 | 1 | 20 | 0 | 0 | 0 | 0 | 0 |  | 0 | 1 | 1 | 1 | 1 | 0 | 0
XJ | Xinjiang Qapqal solar/storage farm Phase 1 | solar_photovoltaic | 3489 | 5 | 0 | 1 | 0 | 0 | 0 | 0 | 0 | 0 | 0 | 0 | 0 | 1 | 1 | 0 | 300 | 1 | 300 | 0 | 0 | 0 | 0 | 0 |  | 0 | 1 | 1 | 1 | 1 | 0 | 0
XJ | Xinjiang Qiemo (Tarim Oil) solar power plant | solar_photovoltaic | 3490 | 5 | 0 | 1 | 0 | 0 | 0 | 0 | 0 | 0 | 0 | 0 | 0 | 1 | 1 | 0 | 100 | 1 | 100 | 0 | 0 | 0 | 0 | 0 |  | 0 | 1 | 1 | 1 | 1 | 0 | 0
XJ | Xinjiang Qiemo Tongwei solar farm | solar_photovoltaic | 3491 | 5 | 0 | 1 | 0 | 0 | 0 | 0 | 0 | 0 | 0 | 0 | 0 | 1 | 1 | 0 | 20 | 1 | 20 | 0 | 0 | 0 | 0 | 0 |  | 0 | 1 | 1 | 1 | 1 | 0 | 0
XJ | Xinjiang Qiquanhu Ziran Tiancheng solar farm Phase 1 | solar_photovoltaic | 3492 | 5 | 0 | 1 | 0 | 0 | 0 | 0 | 0 | 0 | 0 | 0 | 0 | 1 | 1 | 0 | 20 | 1 | 20 | 0 | 0 | 0 | 0 | 0 |  | 0 | 1 | 1 | 1 | 1 | 0 | 0
XJ | Xinjiang Qira (China Guangdong Nuclear) Desert Control solar farm | solar_photovoltaic | 3493 | 5 | 0 | 1 | 0 | 0 | 0 | 0 | 0 | 0 | 0 | 0 | 0 | 1 | 1 | 0 | 800 | 1 | 800 | 0 | 0 | 0 | 0 | 0 |  | 0 | 1 | 1 | 1 | 1 | 0 | 0
XJ | Xinjiang Qitai County Yijing solar power plant Phase 1.2 | solar_photovoltaic | 3494 | 5 | 0 | 1 | 0 | 0 | 0 | 0 | 0 | 0 | 0 | 0 | 0 | 1 | 1 | 0 | 200 | 1 | 200 | 0 | 0 | 0 | 0 | 0 |  | 0 | 1 | 1 | 1 | 1 | 0 | 0
XJ | Xinjiang Qitai Lixin Integrated Wind/Photovoltaic solar power plant | solar_photovoltaic | 3495 | 5 | 0 | 1 | 0 | 0 | 0 | 0 | 0 | 0 | 0 | 0 | 0 | 1 | 1 | 0 | 100 | 1 | 100 | 0 | 0 | 0 | 0 | 0 |  | 0 | 1 | 1 | 1 | 1 | 0 | 0
XJ | Xinjiang Qitai Wind/Solar/Hydrogen/Storage solar projet | solar_photovoltaic | 3496 | 5 | 0 | 1 | 0 | 0 | 0 | 0 | 0 | 0 | 0 | 0 | 0 | 1 | 1 | 0 | 200 | 1 | 200 | 0 | 0 | 0 | 0 | 0 |  | 0 | 1 | 1 | 1 | 1 | 0 | 0
XJ | Xinjiang Qitai Xinte Industrial Park Green Decarbonization solar farm Phase 1 | solar_photovoltaic | 3497 | 5 | 0 | 1 | 0 | 0 | 0 | 0 | 0 | 0 | 0 | 0 | 0 | 1 | 1 | 0 | 200 | 1 | 200 | 0 | 0 | 0 | 0 | 0 |  | 0 | 1 | 1 | 1 | 1 | 0 | 0
XJ | Xinjiang Ruoqiang (China Green Power) solar farm | solar_photovoltaic | 3498 | 5 | 0 | 1 | 0 | 0 | 0 | 0 | 0 | 0 | 0 | 0 | 0 | 1 | 1 | 0 | 4000 | 1 | 4000 | 0 | 0 | 0 | 0 | 0 |  | 0 | 1 | 1 | 1 | 1 | 0 | 0
XJ | Xinjiang Ruoqiang (Guozong Energy) solar farm | solar_photovoltaic | 3499 | 5 | 0 | 1 | 0 | 0 | 0 | 0 | 0 | 0 | 0 | 0 | 0 | 1 | 1 | 0 | 100 | 1 | 100 | 0 | 0 | 0 | 0 | 0 |  | 0 | 1 | 1 | 1 | 1 | 0 | 0
XJ | Xinjiang Ruoqiang Guoxin solar farm | solar_photovoltaic | 3500 | 5 | 0 | 1 | 0 | 0 | 0 | 0 | 0 | 0 | 0 | 0 | 0 | 1 | 1 | 0 | 20 | 1 | 20 | 0 | 0 | 0 | 0 | 0 |  | 0 | 1 | 1 | 1 | 1 | 0 | 0
XJ | Xinjiang Shache (State Power Investment) solar power plant Phase 1 | solar_photovoltaic | 3501 | 5 | 0 | 1 | 0 | 0 | 0 | 0 | 0 | 0 | 0 | 0 | 0 | 1 | 1 | 0 | 100 | 1 | 100 | 0 | 0 | 0 | 0 | 0 |  | 0 | 1 | 1 | 1 | 1 | 0 | 0
XJ | Xinjiang Shache (State Power Investment) solar power plant Phase 2 | solar_photovoltaic | 3502 | 5 | 0 | 1 | 0 | 0 | 0 | 0 | 0 | 0 | 0 | 0 | 0 | 1 | 1 | 0 | 100 | 1 | 100 | 0 | 0 | 0 | 0 | 0 |  | 0 | 1 | 1 | 1 | 1 | 0 | 0
XJ | Xinjiang Shache (Xinshang Energy) solar and storage farm | solar_photovoltaic | 3503 | 5 | 0 | 1 | 0 | 0 | 0 | 0 | 0 | 0 | 0 | 0 | 0 | 1 | 1 | 0 | 100 | 1 | 100 | 0 | 0 | 0 | 0 | 0 |  | 0 | 1 | 1 | 1 | 1 | 0 | 0
XJ | Xinjiang Shache (Zhejiang New Energy) solar power plant | solar_photovoltaic | 3504 | 5 | 0 | 1 | 0 | 0 | 0 | 0 | 0 | 0 | 0 | 0 | 0 | 1 | 1 | 0 | 100 | 1 | 100 | 0 | 0 | 0 | 0 | 0 |  | 0 | 1 | 1 | 1 | 1 | 0 | 0
XJ | Xinjiang Shache 800 MW Storage and solar power complex | solar_photovoltaic | 3505 | 5 | 0 | 1 | 0 | 0 | 0 | 0 | 0 | 0 | 0 | 0 | 0 | 1 | 1 | 0 | 800 | 1 | 800 | 0 | 0 | 0 | 0 | 0 |  | 0 | 1 | 1 | 1 | 1 | 0 | 0
XJ | Xinjiang Shache Huadian solar power plant | solar_photovoltaic | 3506 | 5 | 0 | 1 | 0 | 0 | 0 | 0 | 0 | 0 | 0 | 0 | 0 | 1 | 1 | 0 | 100 | 1 | 100 | 0 | 0 | 0 | 0 | 0 |  | 0 | 1 | 1 | 1 | 1 | 0 | 0
XJ | Xinjiang Shache Solar and Storage (Guangdong Energy) complex Phase 1 | solar_photovoltaic | 3507 | 5 | 0 | 1 | 0 | 0 | 0 | 0 | 0 | 0 | 0 | 0 | 0 | 1 | 1 | 0 | 500 | 1 | 500 | 0 | 0 | 0 | 0 | 0 |  | 0 | 1 | 1 | 1 | 1 | 0 | 0
XJ | Xinjiang Shache Solar and Storage (Guangdong Energy) complex Phase 2.1 | solar_photovoltaic | 3508 | 5 | 0 | 1 | 0 | 0 | 0 | 0 | 0 | 0 | 0 | 0 | 0 | 1 | 1 | 0 | 350 | 1 | 350 | 0 | 0 | 0 | 0 | 0 |  | 0 | 1 | 1 | 1 | 1 | 0 | 0
XJ | Xinjiang Shache Solar and Storage (Guangdong Energy) complex Phase 2.2 | solar_photovoltaic | 3509 | 5 | 0 | 1 | 0 | 0 | 0 | 0 | 0 | 0 | 0 | 0 | 0 | 1 | 1 | 0 | 300 | 1 | 300 | 0 | 0 | 0 | 0 | 0 |  | 0 | 1 | 1 | 1 | 1 | 0 | 0
XJ | Xinjiang Shanshan Anpeiqi solar farm | solar_photovoltaic | 3510 | 5 | 0 | 1 | 0 | 0 | 0 | 0 | 0 | 0 | 0 | 0 | 0 | 1 | 1 | 0 | 20 | 1 | 20 | 0 | 0 | 0 | 0 | 0 |  | 0 | 1 | 1 | 1 | 1 | 0 | 0
XJ | Xinjiang Shanshan Lino solar farm | solar_photovoltaic | 3511 | 5 | 0 | 1 | 0 | 0 | 0 | 0 | 0 | 0 | 0 | 0 | 0 | 1 | 1 | 0 | 20 | 1 | 20 | 0 | 0 | 0 | 0 | 0 |  | 0 | 1 | 1 | 1 | 1 | 0 | 0
XJ | Xinjiang Shanshan Renewables with Carbon Capture solar farm Phase 1 | solar_photovoltaic | 3512 | 5 | 0 | 1 | 0 | 0 | 0 | 0 | 0 | 0 | 0 | 0 | 0 | 1 | 1 | 0 | 200 | 1 | 200 | 0 | 0 | 0 | 0 | 0 |  | 0 | 1 | 1 | 1 | 1 | 0 | 0
XJ | Xinjiang Shanshan Tuha Oifiled Source/Grid/Load/Storage solar farm | solar_photovoltaic | 3513 | 5 | 0 | 1 | 0 | 0 | 0 | 0 | 0 | 0 | 0 | 0 | 0 | 1 | 1 | 0 | 120 | 1 | 120 | 0 | 0 | 0 | 0 | 0 |  | 0 | 1 | 1 | 1 | 1 | 0 | 0
XJ | Xinjiang Shawan (China Nuclear) solar farm | solar_photovoltaic | 3514 | 5 | 0 | 1 | 0 | 0 | 0 | 0 | 0 | 0 | 0 | 0 | 0 | 1 | 1 | 0 | 700 | 1 | 700 | 0 | 0 | 0 | 0 | 0 |  | 0 | 1 | 1 | 1 | 1 | 0 | 0
XJ | Xinjiang Shichengzi (Datang) Integrated solar farm Photovoltaic | solar_photovoltaic | 3515 | 5 | 0 | 1 | 0 | 0 | 0 | 0 | 0 | 0 | 0 | 0 | 0 | 1 | 1 | 0 | 900 | 1 | 900 | 0 | 0 | 0 | 0 | 0 |  | 0 | 1 | 1 | 1 | 1 | 0 | 0
XJ | Xinjiang Shichengzi (Datang) Integrated solar farm Solar Thermal | solar_photovoltaic | 3516 | 5 | 0 | 1 | 0 | 0 | 0 | 0 | 0 | 0 | 0 | 0 | 0 | 1 | 1 | 0 | 100 | 1 | 100 | 0 | 0 | 0 | 0 | 0 |  | 0 | 1 | 1 | 1 | 1 | 0 | 0
XJ | Xinjiang Shihezi - Manas 5 GW solar complex Guohua 1 | solar_photovoltaic | 3517 | 5 | 0 | 1 | 0 | 0 | 0 | 0 | 0 | 0 | 0 | 0 | 0 | 1 | 1 | 0 | 300 | 1 | 300 | 0 | 0 | 0 | 0 | 0 |  | 0 | 1 | 1 | 1 | 1 | 0 | 0
XJ | Xinjiang Shihezi - Manas 5 GW solar complex Zhongxinjian 1 133rd Regiment | solar_photovoltaic | 3518 | 5 | 0 | 1 | 0 | 0 | 0 | 0 | 0 | 0 | 0 | 0 | 0 | 1 | 1 | 0 | 400 | 1 | 400 | 0 | 0 | 0 | 0 | 0 |  | 0 | 1 | 1 | 1 | 1 | 0 | 0
XJ | Xinjiang Shihezi - Manas 5 GW solar complex Zhongxinjian 1 150th Regiment | solar_photovoltaic | 3519 | 5 | 0 | 1 | 0 | 0 | 0 | 0 | 0 | 0 | 0 | 0 | 0 | 1 | 1 | 0 | 100 | 1 | 100 | 0 | 0 | 0 | 0 | 0 |  | 0 | 1 | 1 | 1 | 1 | 0 | 0
XJ | Xinjiang Shihezi - Manas 5 GW solar complex Zhongxinjian 1 other | solar_photovoltaic | 3520 | 5 | 0 | 1 | 0 | 0 | 0 | 0 | 0 | 0 | 0 | 0 | 0 | 1 | 1 | 0 | 200 | 1 | 200 | 0 | 0 | 0 | 0 | 0 |  | 0 | 1 | 1 | 1 | 1 | 0 | 0
XJ | Xinjiang Shihezi - Manas 5 GW solar complex Zhongxinjian 2 | solar_photovoltaic | 3521 | 5 | 0 | 1 | 0 | 0 | 0 | 0 | 0 | 0 | 0 | 0 | 0 | 1 | 1 | 0 | 1020 | 1 | 1020 | 0 | 0 | 0 | 0 | 0 |  | 0 | 1 | 1 | 1 | 1 | 0 | 0
XJ | Xinjiang Shuanghe Development Zone Low Carbon Transformation solar farm | solar_photovoltaic | 3522 | 5 | 0 | 1 | 0 | 0 | 0 | 0 | 0 | 0 | 0 | 0 | 0 | 1 | 1 | 0 | 100 | 1 | 100 | 0 | 0 | 0 | 0 | 0 |  | 0 | 1 | 1 | 1 | 1 | 0 | 0
XJ | Xinjiang Shufu TBEA solar farm | solar_photovoltaic | 3523 | 5 | 0 | 1 | 0 | 0 | 0 | 0 | 0 | 0 | 0 | 0 | 0 | 1 | 1 | 0 | 20 | 1 | 20 | 0 | 0 | 0 | 0 | 0 |  | 0 | 1 | 1 | 1 | 1 | 0 | 0
XJ | Xinjiang Shufu Xinhua solar farm | solar_photovoltaic | 3524 | 5 | 0 | 1 | 0 | 0 | 0 | 0 | 0 | 0 | 0 | 0 | 0 | 1 | 1 | 0 | 800 | 1 | 800 | 0 | 0 | 0 | 0 | 0 |  | 0 | 1 | 1 | 1 | 1 | 0 | 0
XJ | Xinjiang Shufu Zhongjiancai solar farm | solar_photovoltaic | 3525 | 5 | 0 | 1 | 0 | 0 | 0 | 0 | 0 | 0 | 0 | 0 | 0 | 1 | 1 | 0 | 20 | 1 | 20 | 0 | 0 | 0 | 0 | 0 |  | 0 | 1 | 1 | 1 | 1 | 0 | 0
XJ | Xinjiang Shule County Solar and Storage (Shenzhen Energy) complex Phase 1 | solar_photovoltaic | 3526 | 5 | 0 | 1 | 0 | 0 | 0 | 0 | 0 | 0 | 0 | 0 | 0 | 1 | 1 | 0 | 500 | 1 | 500 | 0 | 0 | 0 | 0 | 0 |  | 0 | 1 | 1 | 1 | 1 | 0 | 0
XJ | Xinjiang Tacheng (Huadian) Wind/Solar/Thermal/Storage complex Hoboksar solar farm Phase 1 | solar_photovoltaic | 3527 | 5 | 0 | 1 | 0 | 0 | 0 | 0 | 0 | 0 | 0 | 0 | 0 | 1 | 1 | 0 | 500 | 1 | 500 | 0 | 0 | 0 | 0 | 0 |  | 0 | 1 | 1 | 1 | 1 | 0 | 0
XJ | Xinjiang Tacheng (Huadian) Wind/Solar/Thermal/Storage complex Hoboksar solar farm Phase 2 | solar_photovoltaic | 3528 | 5 | 0 | 1 | 0 | 0 | 0 | 0 | 0 | 0 | 0 | 0 | 0 | 1 | 1 | 0 | 500 | 1 | 500 | 0 | 0 | 0 | 0 | 0 |  | 0 | 1 | 1 | 1 | 1 | 0 | 0
XJ | Xinjiang Tacheng Mohetai Guohua solar farm Phase 1 | solar_photovoltaic | 3529 | 5 | 0 | 1 | 0 | 0 | 0 | 0 | 0 | 0 | 0 | 0 | 0 | 1 | 1 | 0 | 20 | 1 | 20 | 0 | 0 | 0 | 0 | 0 |  | 0 | 1 | 1 | 1 | 1 | 0 | 0
XJ | Xinjiang Tacheng Xiazigai solar power plant | solar_photovoltaic | 3530 | 5 | 0 | 1 | 0 | 0 | 0 | 0 | 0 | 0 | 0 | 0 | 0 | 1 | 1 | 0 | 300 | 1 | 300 | 0 | 0 | 0 | 0 | 0 |  | 0 | 1 | 1 | 1 | 1 | 0 | 0
XJ | Xinjiang Tashkurgan (Guozong Zheneng) solar/storage farm Phase 1 | solar_photovoltaic | 3531 | 5 | 0 | 1 | 0 | 0 | 0 | 0 | 0 | 0 | 0 | 0 | 0 | 1 | 1 | 0 | 50 | 1 | 50 | 0 | 0 | 0 | 0 | 0 |  | 0 | 1 | 1 | 1 | 1 | 0 | 0
XJ | Xinjiang Tashkurgan (Guozong Zheneng) solar/storage farm Phase 2 | solar_photovoltaic | 3532 | 5 | 0 | 1 | 0 | 0 | 0 | 0 | 0 | 0 | 0 | 0 | 0 | 1 | 1 | 0 | 50 | 1 | 50 | 0 | 0 | 0 | 0 | 0 |  | 0 | 1 | 1 | 1 | 1 | 0 | 0
XJ | Xinjiang Tashkurgan (Shenzhen Energy) Poverty Alleviation solar farm | solar_photovoltaic | 3533 | 5 | 0 | 1 | 0 | 0 | 0 | 0 | 0 | 0 | 0 | 0 | 0 | 1 | 1 | 0 | 20 | 1 | 20 | 0 | 0 | 0 | 0 | 0 |  | 0 | 1 | 1 | 1 | 1 | 0 | 0
XJ | Xinjiang Tiemenguan Shuangfeng Xinke solar farm | solar_photovoltaic | 3534 | 5 | 0 | 1 | 0 | 0 | 0 | 0 | 0 | 0 | 0 | 0 | 0 | 1 | 1 | 0 | 20 | 1 | 20 | 0 | 0 | 0 | 0 | 0 |  | 0 | 1 | 1 | 1 | 1 | 0 | 0
XJ | Xinjiang Tiemenguan Xinjing 2 Division 29 Regiment solar farm Phase 1 | solar_photovoltaic | 3535 | 5 | 0 | 1 | 0 | 0 | 0 | 0 | 0 | 0 | 0 | 0 | 0 | 1 | 1 | 0 | 20 | 1 | 20 | 0 | 0 | 0 | 0 | 0 |  | 0 | 1 | 1 | 1 | 1 | 0 | 0
XJ | Xinjiang Toksun Golden Sunsolar Project | solar_photovoltaic | 3536 | 5 | 0 | 1 | 0 | 0 | 0 | 0 | 0 | 0 | 0 | 0 | 0 | 1 | 1 | 0 | 20 | 1 | 20 | 0 | 0 | 0 | 0 | 0 |  | 0 | 1 | 1 | 1 | 1 | 0 | 0
XJ | Xinjiang Toksun Heishan Mining District Self-Use solar farm | solar_photovoltaic | 3537 | 5 | 0 | 1 | 0 | 0 | 0 | 0 | 0 | 0 | 0 | 0 | 0 | 1 | 1 | 0 | 15.6 | 1 | 15.6 | 0 | 0 | 0 | 0 | 0 |  | 0 | 1 | 1 | 1 | 1 | 0 | 0
XJ | Xinjiang Toksun Industrial Park Low Carbon Transformation solar farm | solar_photovoltaic | 3538 | 5 | 0 | 1 | 0 | 0 | 0 | 0 | 0 | 0 | 0 | 0 | 0 | 1 | 1 | 0 | 200 | 1 | 200 | 0 | 0 | 0 | 0 | 0 |  | 0 | 1 | 1 | 1 | 1 | 0 | 0
XJ | Xinjiang Tumushuke (Guizhou Jinyuan) solar farm | solar_photovoltaic | 3539 | 5 | 0 | 1 | 0 | 0 | 0 | 0 | 0 | 0 | 0 | 0 | 0 | 1 | 1 | 0 | 68 | 1 | 68 | 0 | 0 | 0 | 0 | 0 |  | 0 | 1 | 1 | 1 | 1 | 0 | 0
XJ | Xinjiang Tumushuke (Hengji Sunshine) solar farm Phase 1 | solar_photovoltaic | 3540 | 5 | 0 | 1 | 0 | 0 | 0 | 0 | 0 | 0 | 0 | 0 | 0 | 1 | 1 | 0 | 30 | 1 | 30 | 0 | 0 | 0 | 0 | 0 |  | 0 | 1 | 1 | 1 | 1 | 0 | 0
XJ | Xinjiang Tumushuke (Hengji Sunshine) solar farm Phase 2 | solar_photovoltaic | 3541 | 5 | 0 | 1 | 0 | 0 | 0 | 0 | 0 | 0 | 0 | 0 | 0 | 1 | 1 | 0 | 20 | 1 | 20 | 0 | 0 | 0 | 0 | 0 |  | 0 | 1 | 1 | 1 | 1 | 0 | 0
XJ | Xinjiang Tumushuke 3rd Division 42nd Brigade SPIC solar farm Phase 1 | solar_photovoltaic | 3542 | 5 | 0 | 1 | 0 | 0 | 0 | 0 | 0 | 0 | 0 | 0 | 0 | 1 | 1 | 0 | 20 | 1 | 20 | 0 | 0 | 0 | 0 | 0 |  | 0 | 1 | 1 | 1 | 1 | 0 | 0
XJ | Xinjiang Tumushuke Atlas solar farm Phase 1 | solar_photovoltaic | 3543 | 5 | 0 | 1 | 0 | 0 | 0 | 0 | 0 | 0 | 0 | 0 | 0 | 1 | 1 | 0 | 30 | 1 | 30 | 0 | 0 | 0 | 0 | 0 |  | 0 | 1 | 1 | 1 | 1 | 0 | 0
XJ | Xinjiang Tumushuke Dabanshan CGN solar farm Phase 1 | solar_photovoltaic | 3544 | 5 | 0 | 1 | 0 | 0 | 0 | 0 | 0 | 0 | 0 | 0 | 0 | 1 | 1 | 0 | 30 | 1 | 30 | 0 | 0 | 0 | 0 | 0 |  | 0 | 1 | 1 | 1 | 1 | 0 | 0
XJ | Xinjiang Tumushuke Dabanshan Zhengguo solar farm | solar_photovoltaic | 3545 | 5 | 0 | 1 | 0 | 0 | 0 | 0 | 0 | 0 | 0 | 0 | 0 | 1 | 1 | 0 | 20 | 1 | 20 | 0 | 0 | 0 | 0 | 0 |  | 0 | 1 | 1 | 1 | 1 | 0 | 0
XJ | Xinjiang Tumushuke Dongrun Huanneng solar farm Phase 1 | solar_photovoltaic | 3546 | 5 | 0 | 1 | 0 | 0 | 0 | 0 | 0 | 0 | 0 | 0 | 0 | 1 | 1 | 0 | 20 | 1 | 20 | 0 | 0 | 0 | 0 | 0 |  | 0 | 1 | 1 | 1 | 1 | 0 | 0
XJ | Xinjiang Tumushuke Dongrun Huanneng solar farm Phase 2 | solar_photovoltaic | 3547 | 5 | 0 | 1 | 0 | 0 | 0 | 0 | 0 | 0 | 0 | 0 | 0 | 1 | 1 | 0 | 20 | 1 | 20 | 0 | 0 | 0 | 0 | 0 |  | 0 | 1 | 1 | 1 | 1 | 0 | 0
XJ | Xinjiang Tumushuke Haitianda solar farm | solar_photovoltaic | 3548 | 5 | 0 | 1 | 0 | 0 | 0 | 0 | 0 | 0 | 0 | 0 | 0 | 1 | 1 | 0 | 20 | 1 | 20 | 0 | 0 | 0 | 0 | 0 |  | 0 | 1 | 1 | 1 | 1 | 0 | 0
XJ | Xinjiang Tumushuke Jiashi Jintaiyang solar farm | solar_photovoltaic | 3549 | 5 | 0 | 1 | 0 | 0 | 0 | 0 | 0 | 0 | 0 | 0 | 0 | 1 | 1 | 0 | 30 | 1 | 30 | 0 | 0 | 0 | 0 | 0 |  | 0 | 1 | 1 | 1 | 1 | 0 | 0
XJ | Xinjiang Tumushuke Rongxin solar farm Phase 1 | solar_photovoltaic | 3550 | 5 | 0 | 1 | 0 | 0 | 0 | 0 | 0 | 0 | 0 | 0 | 0 | 1 | 1 | 0 | 20 | 1 | 20 | 0 | 0 | 0 | 0 | 0 |  | 0 | 1 | 1 | 1 | 1 | 0 | 0
XJ | Xinjiang Tumushuke Sitong solar farm | solar_photovoltaic | 3551 | 5 | 0 | 1 | 0 | 0 | 0 | 0 | 0 | 0 | 0 | 0 | 0 | 1 | 1 | 0 | 20 | 1 | 20 | 0 | 0 | 0 | 0 | 0 |  | 0 | 1 | 1 | 1 | 1 | 0 | 0
XJ | Xinjiang Tumushuke Xinsheng solar farm | solar_photovoltaic | 3552 | 5 | 0 | 1 | 0 | 0 | 0 | 0 | 0 | 0 | 0 | 0 | 0 | 1 | 1 | 0 | 20 | 1 | 20 | 0 | 0 | 0 | 0 | 0 |  | 0 | 1 | 1 | 1 | 1 | 0 | 0
XJ | Xinjiang Tumushuke Zhengtai solar farm Phase 1 | solar_photovoltaic | 3553 | 5 | 0 | 1 | 0 | 0 | 0 | 0 | 0 | 0 | 0 | 0 | 0 | 1 | 1 | 0 | 20 | 1 | 20 | 0 | 0 | 0 | 0 | 0 |  | 0 | 1 | 1 | 1 | 1 | 0 | 0
XJ | Xinjiang Tumushuke Zhengtai solar farm Phase 2 | solar_photovoltaic | 3554 | 5 | 0 | 1 | 0 | 0 | 0 | 0 | 0 | 0 | 0 | 0 | 0 | 1 | 1 | 0 | 20 | 1 | 20 | 0 | 0 | 0 | 0 | 0 |  | 0 | 1 | 1 | 1 | 1 | 0 | 0
XJ | Xinjiang Turpan (Tangshan Haitai) solar power complex PV1 | solar_photovoltaic | 3555 | 5 | 0 | 1 | 0 | 0 | 0 | 0 | 0 | 0 | 0 | 0 | 0 | 1 | 1 | 0 | 300 | 1 | 300 | 0 | 0 | 0 | 0 | 0 |  | 0 | 1 | 1 | 1 | 1 | 0 | 0
XJ | Xinjiang Turpan (Tangshan Haitai) solar power complex PV2 | solar_photovoltaic | 3556 | 5 | 0 | 1 | 0 | 0 | 0 | 0 | 0 | 0 | 0 | 0 | 0 | 1 | 1 | 0 | 600 | 1 | 600 | 0 | 0 | 0 | 0 | 0 |  | 0 | 1 | 1 | 1 | 1 | 0 | 0
XJ | Xinjiang Turpan (Tangshan Haitai) solar power complex Solar Thermal | solar_photovoltaic | 3557 | 5 | 0 | 1 | 0 | 0 | 0 | 0 | 0 | 0 | 0 | 0 | 0 | 1 | 1 | 0 | 100 | 1 | 100 | 0 | 0 | 0 | 0 | 0 |  | 0 | 1 | 1 | 1 | 1 | 0 | 0
XJ | Xinjiang Turpan CPI Special Permit solar farm | solar_photovoltaic | 3558 | 5 | 0 | 1 | 0 | 0 | 0 | 0 | 0 | 0 | 0 | 0 | 0 | 1 | 1 | 0 | 20 | 1 | 20 | 0 | 0 | 0 | 0 | 0 |  | 0 | 1 | 1 | 1 | 1 | 0 | 0
XJ | Xinjiang Turpan Datang solar farm Phase 1 | solar_photovoltaic | 3559 | 5 | 0 | 1 | 0 | 0 | 0 | 0 | 0 | 0 | 0 | 0 | 0 | 1 | 1 | 0 | 20 | 1 | 20 | 0 | 0 | 0 | 0 | 0 |  | 0 | 1 | 1 | 1 | 1 | 0 | 0
XJ | Xinjiang Turpan Lianxing solar farm Phase 1 | solar_photovoltaic | 3560 | 5 | 0 | 1 | 0 | 0 | 0 | 0 | 0 | 0 | 0 | 0 | 0 | 1 | 1 | 0 | 20 | 1 | 20 | 0 | 0 | 0 | 0 | 0 |  | 0 | 1 | 1 | 1 | 1 | 0 | 0
XJ | Xinjiang Turpan Qiquanhu Haixin solar farm Phase 1 | solar_photovoltaic | 3561 | 5 | 0 | 1 | 0 | 0 | 0 | 0 | 0 | 0 | 0 | 0 | 0 | 1 | 1 | 0 | 20 | 1 | 20 | 0 | 0 | 0 | 0 | 0 |  | 0 | 1 | 1 | 1 | 1 | 0 | 0
XJ | Xinjiang Turpan Qiquanhu Huabei Tenghui solar farm Phase 1 | solar_photovoltaic | 3562 | 5 | 0 | 1 | 0 | 0 | 0 | 0 | 0 | 0 | 0 | 0 | 0 | 1 | 1 | 0 | 40 | 1 | 40 | 0 | 0 | 0 | 0 | 0 |  | 0 | 1 | 1 | 1 | 1 | 0 | 0
XJ | Xinjiang Turpan Qiquanhu Huaguang solar farm Phase 1 | solar_photovoltaic | 3563 | 5 | 0 | 1 | 0 | 0 | 0 | 0 | 0 | 0 | 0 | 0 | 0 | 1 | 1 | 0 | 40 | 1 | 40 | 0 | 0 | 0 | 0 | 0 |  | 0 | 1 | 1 | 1 | 1 | 0 | 0
XJ | Xinjiang Turpan Qiquanhu Zhongdiantou solar farm Phase 1 | solar_photovoltaic | 3564 | 5 | 0 | 1 | 0 | 0 | 0 | 0 | 0 | 0 | 0 | 0 | 0 | 1 | 1 | 0 | 20 | 1 | 20 | 0 | 0 | 0 | 0 | 0 |  | 0 | 1 | 1 | 1 | 1 | 0 | 0
XJ | Xinjiang Turpan Qiquanhu Zhongdiantou solar farm Phase 2 | solar_photovoltaic | 3565 | 5 | 0 | 1 | 0 | 0 | 0 | 0 | 0 | 0 | 0 | 0 | 0 | 1 | 1 | 0 | 20 | 1 | 20 | 0 | 0 | 0 | 0 | 0 |  | 0 | 1 | 1 | 1 | 1 | 0 | 0
XJ | Xinjiang Turpan Qiquanhu Zhongdiantou solar farm Phase 3 | solar_photovoltaic | 3566 | 5 | 0 | 1 | 0 | 0 | 0 | 0 | 0 | 0 | 0 | 0 | 0 | 1 | 1 | 0 | 20 | 1 | 20 | 0 | 0 | 0 | 0 | 0 |  | 0 | 1 | 1 | 1 | 1 | 0 | 0
XJ | Xinjiang Turpan Qiquanhu Zhongfuwang solar farm Phase 1 | solar_photovoltaic | 3567 | 5 | 0 | 1 | 0 | 0 | 0 | 0 | 0 | 0 | 0 | 0 | 0 | 1 | 1 | 0 | 20 | 1 | 20 | 0 | 0 | 0 | 0 | 0 |  | 0 | 1 | 1 | 1 | 1 | 0 | 0
XJ | Xinjiang Turpan Qiquanhu Zhongli Tenghui solar farm Phase 1 | solar_photovoltaic | 3568 | 5 | 0 | 1 | 0 | 0 | 0 | 0 | 0 | 0 | 0 | 0 | 0 | 1 | 1 | 0 | 20 | 1 | 20 | 0 | 0 | 0 | 0 | 0 |  | 0 | 1 | 1 | 1 | 1 | 0 | 0
XJ | Xinjiang Turpan Qiquanhu Zhongli Tenghui solar farm Phase 2 | solar_photovoltaic | 3569 | 5 | 0 | 1 | 0 | 0 | 0 | 0 | 0 | 0 | 0 | 0 | 0 | 1 | 1 | 0 | 20 | 1 | 20 | 0 | 0 | 0 | 0 | 0 |  | 0 | 1 | 1 | 1 | 1 | 0 | 0
XJ | Xinjiang Turpan Shanshan (China Energy Construction) solar power complex PV1 | solar_photovoltaic | 3570 | 5 | 0 | 1 | 0 | 0 | 0 | 0 | 0 | 0 | 0 | 0 | 0 | 1 | 1 | 0 | 300 | 1 | 300 | 0 | 0 | 0 | 0 | 0 |  | 0 | 1 | 1 | 1 | 1 | 0 | 0
XJ | Xinjiang Turpan Shanshan (China Energy Construction) solar power complex PV2 | solar_photovoltaic | 3571 | 5 | 0 | 1 | 0 | 0 | 0 | 0 | 0 | 0 | 0 | 0 | 0 | 1 | 1 | 0 | 600 | 1 | 600 | 0 | 0 | 0 | 0 | 0 |  | 0 | 1 | 1 | 1 | 1 | 0 | 0
XJ | Xinjiang Turpan Shanshan (China Energy Construction) solar power complex Solar Thermal | solar_photovoltaic | 3572 | 5 | 0 | 1 | 0 | 0 | 0 | 0 | 0 | 0 | 0 | 0 | 0 | 1 | 1 | 0 | 100 | 1 | 100 | 0 | 0 | 0 | 0 | 0 |  | 0 | 1 | 1 | 1 | 1 | 0 | 0
XJ | Xinjiang Turpan Shanshan (State Power Investment) 1000 MW solar power complex PV1 | solar_photovoltaic | 3573 | 5 | 0 | 1 | 0 | 0 | 0 | 0 | 0 | 0 | 0 | 0 | 0 | 1 | 1 | 0 | 500 | 1 | 500 | 0 | 0 | 0 | 0 | 0 |  | 0 | 1 | 1 | 1 | 1 | 0 | 0
XJ | Xinjiang Turpan Shanshan (State Power Investment) 1000 MW solar power complex PV2 | solar_photovoltaic | 3574 | 5 | 0 | 1 | 0 | 0 | 0 | 0 | 0 | 0 | 0 | 0 | 0 | 1 | 1 | 0 | 400 | 1 | 400 | 0 | 0 | 0 | 0 | 0 |  | 0 | 1 | 1 | 1 | 1 | 0 | 0
XJ | Xinjiang Turpan Shanshan (State Power Investment) 1000 MW solar power complex Solar Thermal | solar_photovoltaic | 3575 | 5 | 0 | 1 | 0 | 0 | 0 | 0 | 0 | 0 | 0 | 0 | 0 | 1 | 1 | 0 | 100 | 1 | 100 | 0 | 0 | 0 | 0 | 0 |  | 0 | 1 | 1 | 1 | 1 | 0 | 0
XJ | Xinjiang Turpan Shanshan CECEP Grid-Connected solar farm Phase 1 | solar_photovoltaic | 3576 | 5 | 0 | 1 | 0 | 0 | 0 | 0 | 0 | 0 | 0 | 0 | 0 | 1 | 1 | 0 | 20 | 1 | 20 | 0 | 0 | 0 | 0 | 0 |  | 0 | 1 | 1 | 1 | 1 | 0 | 0
XJ | Xinjiang Turpan Shanshan CECEP Grid-Connected solar farm Phase 2 | solar_photovoltaic | 3577 | 5 | 0 | 1 | 0 | 0 | 0 | 0 | 0 | 0 | 0 | 0 | 0 | 1 | 1 | 0 | 20 | 1 | 20 | 0 | 0 | 0 | 0 | 0 |  | 0 | 1 | 1 | 1 | 1 | 0 | 0
XJ | Xinjiang Turpan Shanshan CECEP solar farm Phase 1 | solar_photovoltaic | 3578 | 5 | 0 | 1 | 0 | 0 | 0 | 0 | 0 | 0 | 0 | 0 | 0 | 1 | 1 | 0 | 20 | 1 | 20 | 0 | 0 | 0 | 0 | 0 |  | 0 | 1 | 1 | 1 | 1 | 0 | 0
XJ | Xinjiang Turpan Shanshan Hailin Grid-Connected solar farm | solar_photovoltaic | 3579 | 5 | 0 | 1 | 0 | 0 | 0 | 0 | 0 | 0 | 0 | 0 | 0 | 1 | 1 | 0 | 50 | 1 | 50 | 0 | 0 | 0 | 0 | 0 |  | 0 | 1 | 1 | 1 | 1 | 0 | 0
XJ | Xinjiang Turpan Shanshan Huadian Grid-Connected solar farm | solar_photovoltaic | 3580 | 5 | 0 | 1 | 0 | 0 | 0 | 0 | 0 | 0 | 0 | 0 | 0 | 1 | 1 | 0 | 20 | 1 | 20 | 0 | 0 | 0 | 0 | 0 |  | 0 | 1 | 1 | 1 | 1 | 0 | 0
XJ | Xinjiang Turpan Shanshan Huaneng Grid-Connected solar farm Phase 1 | solar_photovoltaic | 3581 | 5 | 0 | 1 | 0 | 0 | 0 | 0 | 0 | 0 | 0 | 0 | 0 | 1 | 1 | 0 | 20 | 1 | 20 | 0 | 0 | 0 | 0 | 0 |  | 0 | 1 | 1 | 1 | 1 | 0 | 0
XJ | Xinjiang Turpan Shanshan Huaneng Grid-Connected solar farm Phase 2 | solar_photovoltaic | 3582 | 5 | 0 | 1 | 0 | 0 | 0 | 0 | 0 | 0 | 0 | 0 | 0 | 1 | 1 | 0 | 20 | 1 | 20 | 0 | 0 | 0 | 0 | 0 |  | 0 | 1 | 1 | 1 | 1 | 0 | 0
XJ | Xinjiang Turpan Shanshan Linuo Grid-Connected solar farm Phase 1 | solar_photovoltaic | 3583 | 5 | 0 | 1 | 0 | 0 | 0 | 0 | 0 | 0 | 0 | 0 | 0 | 1 | 1 | 0 | 20 | 1 | 20 | 0 | 0 | 0 | 0 | 0 |  | 0 | 1 | 1 | 1 | 1 | 0 | 0
XJ | Xinjiang Turpan Shanshan Three Gorges Grid-Connected solar farm Phase 1 | solar_photovoltaic | 3584 | 5 | 0 | 1 | 0 | 0 | 0 | 0 | 0 | 0 | 0 | 0 | 0 | 1 | 1 | 0 | 20 | 1 | 20 | 0 | 0 | 0 | 0 | 0 |  | 0 | 1 | 1 | 1 | 1 | 0 | 0
XJ | Xinjiang Turpan Shanshan Tianli Enze Grid-Connected solar farm Phase 1 | solar_photovoltaic | 3585 | 5 | 0 | 1 | 0 | 0 | 0 | 0 | 0 | 0 | 0 | 0 | 0 | 1 | 1 | 0 | 20 | 1 | 20 | 0 | 0 | 0 | 0 | 0 |  | 0 | 1 | 1 | 1 | 1 | 0 | 0
XJ | Xinjiang Turpan Shanshan Xiehe solar farm | solar_photovoltaic | 3586 | 5 | 0 | 1 | 0 | 0 | 0 | 0 | 0 | 0 | 0 | 0 | 0 | 1 | 1 | 0 | 20 | 1 | 20 | 0 | 0 | 0 | 0 | 0 |  | 0 | 1 | 1 | 1 | 1 | 0 | 0
XJ | Xinjiang Turpan Shanshan Zhongdiantou Grid-Connected solar farm Phase 1 | solar_photovoltaic | 3587 | 5 | 0 | 1 | 0 | 0 | 0 | 0 | 0 | 0 | 0 | 0 | 0 | 1 | 1 | 0 | 20 | 1 | 20 | 0 | 0 | 0 | 0 | 0 |  | 0 | 1 | 1 | 1 | 1 | 0 | 0
XJ | Xinjiang Turpan Shanshan Zhongdiantou Grid-Connected solar farm Phase 2 | solar_photovoltaic | 3588 | 5 | 0 | 1 | 0 | 0 | 0 | 0 | 0 | 0 | 0 | 0 | 0 | 1 | 1 | 0 | 30 | 1 | 30 | 0 | 0 | 0 | 0 | 0 |  | 0 | 1 | 1 | 1 | 1 | 0 | 0
XJ | Xinjiang Turpan Shanshan Zhongdiantou Grid-Connected solar farm Phase 3 | solar_photovoltaic | 3589 | 5 | 0 | 1 | 0 | 0 | 0 | 0 | 0 | 0 | 0 | 0 | 0 | 1 | 1 | 0 | 20 | 1 | 20 | 0 | 0 | 0 | 0 | 0 |  | 0 | 1 | 1 | 1 | 1 | 0 | 0
XJ | Xinjiang Turpan TBEA Turpan wind and solar hybrid project | solar_photovoltaic | 3590 | 5 | 0 | 1 | 0 | 0 | 0 | 0 | 0 | 0 | 0 | 0 | 0 | 1 | 1 | 0 | 50 | 1 | 50 | 0 | 0 | 0 | 0 | 0 |  | 0 | 1 | 1 | 1 | 1 | 0 | 0
XJ | Xinjiang Turpan Toksun Tianhe Grid-Connected solar farm Phase 1 | solar_photovoltaic | 3591 | 5 | 0 | 1 | 0 | 0 | 0 | 0 | 0 | 0 | 0 | 0 | 0 | 1 | 1 | 0 | 90 | 1 | 90 | 0 | 0 | 0 | 0 | 0 |  | 0 | 1 | 1 | 1 | 1 | 0 | 0
XJ | Xinjiang Turpan Toksun Tianhe Grid-Connected solar farm Phase 2 | solar_photovoltaic | 3592 | 5 | 0 | 1 | 0 | 0 | 0 | 0 | 0 | 0 | 0 | 0 | 0 | 1 | 1 | 0 | 50 | 1 | 50 | 0 | 0 | 0 | 0 | 0 |  | 0 | 1 | 1 | 1 | 1 | 0 | 0
XJ | Xinjiang Turpan Tuokexun Wusitong solar power complex PV1 | solar_photovoltaic | 3593 | 5 | 0 | 1 | 0 | 0 | 0 | 0 | 0 | 0 | 0 | 0 | 0 | 1 | 1 | 0 | 400 | 1 | 400 | 0 | 0 | 0 | 0 | 0 |  | 0 | 1 | 1 | 1 | 1 | 0 | 0
XJ | Xinjiang Turpan Xiehe solar farm | solar_photovoltaic | 3594 | 5 | 0 | 1 | 0 | 0 | 0 | 0 | 0 | 0 | 0 | 0 | 0 | 1 | 1 | 0 | 20 | 1 | 20 | 0 | 0 | 0 | 0 | 0 |  | 0 | 1 | 1 | 1 | 1 | 0 | 0
XJ | Xinjiang Urumqi (China Energy Investment) Source/Grid/Load/Storage solar farm Phase 2 | solar_photovoltaic | 3595 | 5 | 0 | 1 | 0 | 0 | 0 | 0 | 0 | 0 | 0 | 0 | 0 | 1 | 1 | 0 | 400 | 1 | 400 | 0 | 0 | 0 | 0 | 0 |  | 0 | 1 | 1 | 1 | 1 | 0 | 0
XJ | Xinjiang Urumqi (China Energy Investment) Source/Grid/Load/Storage solar farm Phase 3 | solar_photovoltaic | 3596 | 5 | 0 | 1 | 0 | 0 | 0 | 0 | 0 | 0 | 0 | 0 | 0 | 1 | 1 | 0 | 300 | 1 | 300 | 0 | 0 | 0 | 0 | 0 |  | 0 | 1 | 1 | 1 | 1 | 0 | 0
XJ | Xinjiang Urumqi (Huadian) solar farm Phase 1 | solar_photovoltaic | 3597 | 5 | 0 | 1 | 0 | 0 | 0 | 0 | 0 | 0 | 0 | 0 | 0 | 1 | 1 | 0 | 170 | 1 | 170 | 0 | 0 | 0 | 0 | 0 |  | 0 | 1 | 1 | 1 | 1 | 0 | 0
XJ | Xinjiang Urumqi Dabancheng (China Green Power) solar farm | solar_photovoltaic | 3598 | 5 | 0 | 1 | 0 | 0 | 0 | 0 | 0 | 0 | 0 | 0 | 0 | 1 | 1 | 0 | 500 | 1 | 500 | 0 | 0 | 0 | 0 | 0 |  | 0 | 1 | 1 | 1 | 1 | 0 | 0
XJ | Xinjiang Urumqi Zhonghui solar farm | solar_photovoltaic | 3599 | 5 | 0 | 1 | 0 | 0 | 0 | 0 | 0 | 0 | 0 | 0 | 0 | 1 | 1 | 0 | 20 | 1 | 20 | 0 | 0 | 0 | 0 | 0 |  | 0 | 1 | 1 | 1 | 1 | 0 | 0
XJ | Xinjiang Wenquan (Guoneng) solar farm | solar_photovoltaic | 3600 | 5 | 0 | 1 | 0 | 0 | 0 | 0 | 0 | 0 | 0 | 0 | 0 | 1 | 1 | 0 | 50 | 1 | 50 | 0 | 0 | 0 | 0 | 0 |  | 0 | 1 | 1 | 1 | 1 | 0 | 0
XJ | Xinjiang Wenquan Huhehatuo (LONGi) solar farm | solar_photovoltaic | 3601 | 5 | 0 | 1 | 0 | 0 | 0 | 0 | 0 | 0 | 0 | 0 | 0 | 1 | 1 | 0 | 20 | 1 | 20 | 0 | 0 | 0 | 0 | 0 |  | 0 | 1 | 1 | 1 | 1 | 0 | 0
XJ | Xinjiang Wu'erhe (Trina) solar farm | solar_photovoltaic | 3602 | 5 | 0 | 1 | 0 | 0 | 0 | 0 | 0 | 0 | 0 | 0 | 0 | 1 | 1 | 0 | 50 | 1 | 50 | 0 | 0 | 0 | 0 | 0 |  | 0 | 1 | 1 | 1 | 1 | 0 | 0
XJ | Xinjiang Wujiaqu (Xinfa) Source-Grid-Load-Storage solar farm | solar_photovoltaic | 3603 | 5 | 0 | 1 | 0 | 0 | 0 | 0 | 0 | 0 | 0 | 0 | 0 | 1 | 1 | 0 | 880 | 1 | 880 | 0 | 0 | 0 | 0 | 0 |  | 0 | 1 | 1 | 1 | 1 | 0 | 0
XJ | Xinjiang Wujiaqu (Zhejiang New Energy) solar farm | solar_photovoltaic | 3604 | 5 | 0 | 1 | 0 | 0 | 0 | 0 | 0 | 0 | 0 | 0 | 0 | 1 | 1 | 0 | 50 | 1 | 50 | 0 | 0 | 0 | 0 | 0 |  | 0 | 1 | 1 | 1 | 1 | 0 | 0
XJ | Xinjiang Wujiaqu 102nd Brigade Puxin Chengda solar farm | solar_photovoltaic | 3605 | 5 | 0 | 1 | 0 | 0 | 0 | 0 | 0 | 0 | 0 | 0 | 0 | 1 | 1 | 0 | 30 | 1 | 30 | 0 | 0 | 0 | 0 | 0 |  | 0 | 1 | 1 | 1 | 1 | 0 | 0
XJ | Xinjiang Wujiaqu 102nd Brigade Puxin Chengda solar farm [G100000802742] | solar_photovoltaic | 3606 | 5 | 0 | 1 | 0 | 0 | 0 | 0 | 0 | 0 | 0 | 0 | 0 | 1 | 1 | 0 | 20 | 1 | 20 | 0 | 0 | 0 | 0 | 0 |  | 0 | 1 | 1 | 1 | 1 | 0 | 0
XJ | Xinjiang Wujiaqu 102nd Brigade Puxin Chengda solar farm Phase 3 | solar_photovoltaic | 3607 | 5 | 0 | 1 | 0 | 0 | 0 | 0 | 0 | 0 | 0 | 0 | 0 | 1 | 1 | 0 | 20 | 1 | 20 | 0 | 0 | 0 | 0 | 0 |  | 0 | 1 | 1 | 1 | 1 | 0 | 0
XJ | Xinjiang Wujiaqu 6th Division Fangcaohu Farm Lishang solar farm Phase 1 | solar_photovoltaic | 3608 | 5 | 0 | 1 | 0 | 0 | 0 | 0 | 0 | 0 | 0 | 0 | 0 | 1 | 1 | 0 | 20 | 1 | 20 | 0 | 0 | 0 | 0 | 0 |  | 0 | 1 | 1 | 1 | 1 | 0 | 0
XJ | Xinjiang Wujiaqu Baoli 6th Division Beitashan solar power plant | solar_photovoltaic | 3609 | 5 | 0 | 1 | 0 | 0 | 0 | 0 | 0 | 0 | 0 | 0 | 0 | 1 | 1 | 0 | 100 | 1 | 100 | 0 | 0 | 0 | 0 | 0 |  | 0 | 1 | 1 | 1 | 1 | 0 | 0
XJ | Xinjiang Wujiaqu Beitashan (Zhejiang Energy) 20 MW solar farm | solar_photovoltaic | 3610 | 5 | 0 | 1 | 0 | 0 | 0 | 0 | 0 | 0 | 0 | 0 | 0 | 1 | 1 | 0 | 20 | 1 | 20 | 0 | 0 | 0 | 0 | 0 |  | 0 | 1 | 1 | 1 | 1 | 0 | 0
XJ | Xinjiang Wujiaqu Beitashan Jingneng solar farm | solar_photovoltaic | 3611 | 5 | 0 | 1 | 0 | 0 | 0 | 0 | 0 | 0 | 0 | 0 | 0 | 1 | 1 | 0 | 30 | 1 | 30 | 0 | 0 | 0 | 0 | 0 |  | 0 | 1 | 1 | 1 | 1 | 0 | 0
XJ | Xinjiang Wujiaqu Beitashan Ranch Jingneng solar farm Phase 1 | solar_photovoltaic | 3612 | 5 | 0 | 1 | 0 | 0 | 0 | 0 | 0 | 0 | 0 | 0 | 0 | 1 | 1 | 0 | 20 | 1 | 20 | 0 | 0 | 0 | 0 | 0 |  | 0 | 1 | 1 | 1 | 1 | 0 | 0
XJ | Xinjiang Wujiaqu Beitashan Ranch Jingneng solar farm Phase 2 | solar_photovoltaic | 3613 | 5 | 0 | 1 | 0 | 0 | 0 | 0 | 0 | 0 | 0 | 0 | 0 | 1 | 1 | 0 | 30 | 1 | 30 | 0 | 0 | 0 | 0 | 0 |  | 0 | 1 | 1 | 1 | 1 | 0 | 0
XJ | Xinjiang Wujiaqu Beitashan Ranch Yue Hydropower solar farm | solar_photovoltaic | 3614 | 5 | 0 | 1 | 0 | 0 | 0 | 0 | 0 | 0 | 0 | 0 | 0 | 1 | 1 | 0 | 50 | 1 | 50 | 0 | 0 | 0 | 0 | 0 |  | 0 | 1 | 1 | 1 | 1 | 0 | 0
XJ | Xinjiang Wujiaqu Juneng Weiye solar farm Phase 1 | solar_photovoltaic | 3615 | 5 | 0 | 1 | 0 | 0 | 0 | 0 | 0 | 0 | 0 | 0 | 0 | 1 | 1 | 0 | 20 | 1 | 20 | 0 | 0 | 0 | 0 | 0 |  | 0 | 1 | 1 | 1 | 1 | 0 | 0
XJ | Xinjiang Wujiaqu PLA Corps Jingneng solar farm Phase 1 | solar_photovoltaic | 3616 | 5 | 0 | 1 | 0 | 0 | 0 | 0 | 0 | 0 | 0 | 0 | 0 | 1 | 1 | 0 | 20 | 1 | 20 | 0 | 0 | 0 | 0 | 0 |  | 0 | 1 | 1 | 1 | 1 | 0 | 0
XJ | Xinjiang Wujiaqu PLA Corps Jingneng solar farm Phase 2 | solar_photovoltaic | 3617 | 5 | 0 | 1 | 0 | 0 | 0 | 0 | 0 | 0 | 0 | 0 | 0 | 1 | 1 | 0 | 20 | 1 | 20 | 0 | 0 | 0 | 0 | 0 |  | 0 | 1 | 1 | 1 | 1 | 0 | 0
XJ | Xinjiang Wujiaqu PLA Corps Jingneng solar farm Phase 3 | solar_photovoltaic | 3618 | 5 | 0 | 1 | 0 | 0 | 0 | 0 | 0 | 0 | 0 | 0 | 0 | 1 | 1 | 0 | 20 | 1 | 20 | 0 | 0 | 0 | 0 | 0 |  | 0 | 1 | 1 | 1 | 1 | 0 | 0
XJ | Xinjiang Wujiaqu PLA Corps Jingneng solar farm Phase 4 | solar_photovoltaic | 3619 | 5 | 0 | 1 | 0 | 0 | 0 | 0 | 0 | 0 | 0 | 0 | 0 | 1 | 1 | 0 | 20 | 1 | 20 | 0 | 0 | 0 | 0 | 0 |  | 0 | 1 | 1 | 1 | 1 | 0 | 0
XJ | Xinjiang Wujiaqu Qitai Farm Aikang solar farm | solar_photovoltaic | 3620 | 5 | 0 | 1 | 0 | 0 | 0 | 0 | 0 | 0 | 0 | 0 | 0 | 1 | 1 | 0 | 50 | 1 | 50 | 0 | 0 | 0 | 0 | 0 |  | 0 | 1 | 1 | 1 | 1 | 0 | 0
XJ | Xinjiang Wujiaqu Qitai Farm Liyuan Xinhui solar farm | solar_photovoltaic | 3621 | 5 | 0 | 1 | 0 | 0 | 0 | 0 | 0 | 0 | 0 | 0 | 0 | 1 | 1 | 0 | 50 | 1 | 50 | 0 | 0 | 0 | 0 | 0 |  | 0 | 1 | 1 | 1 | 1 | 0 | 0
XJ | Xinjiang Wujiaqu Qitai TBEA solar farm Phase 1 | solar_photovoltaic | 3622 | 5 | 0 | 1 | 0 | 0 | 0 | 0 | 0 | 0 | 0 | 0 | 0 | 1 | 1 | 0 | 20 | 1 | 20 | 0 | 0 | 0 | 0 | 0 |  | 0 | 1 | 1 | 1 | 1 | 0 | 0
XJ | Xinjiang Wujiaqu Tudunzi PLA Corps TBEA solar farm Phase 1 | solar_photovoltaic | 3623 | 5 | 0 | 1 | 0 | 0 | 0 | 0 | 0 | 0 | 0 | 0 | 0 | 1 | 1 | 0 | 20 | 1 | 20 | 0 | 0 | 0 | 0 | 0 |  | 0 | 1 | 1 | 1 | 1 | 0 | 0
XJ | Xinjiang Wujiaqu Wujiaqu TBEA solar farm | solar_photovoltaic | 3624 | 5 | 0 | 1 | 0 | 0 | 0 | 0 | 0 | 0 | 0 | 0 | 0 | 1 | 1 | 0 | 20 | 1 | 20 | 0 | 0 | 0 | 0 | 0 |  | 0 | 1 | 1 | 1 | 1 | 0 | 0
XJ | Xinjiang Wujiaqu Zhenfa New Energy solar farm | solar_photovoltaic | 3625 | 5 | 0 | 1 | 0 | 0 | 0 | 0 | 0 | 0 | 0 | 0 | 0 | 1 | 1 | 0 | 30 | 1 | 30 | 0 | 0 | 0 | 0 | 0 |  | 0 | 1 | 1 | 1 | 1 | 0 | 0
XJ | Xinjiang Wulumuqi Dabancheng (Huadian) 200 MW solar power plant | solar_photovoltaic | 3626 | 5 | 0 | 1 | 0 | 0 | 0 | 0 | 0 | 0 | 0 | 0 | 0 | 1 | 1 | 0 | 200 | 1 | 200 | 0 | 0 | 0 | 0 | 0 |  | 0 | 1 | 1 | 1 | 1 | 0 | 0
XJ | Xinjiang Wuqia (Huadian) 100 MW solar power plant | solar_photovoltaic | 3627 | 5 | 0 | 1 | 0 | 0 | 0 | 0 | 0 | 0 | 0 | 0 | 0 | 1 | 1 | 0 | 100 | 1 | 100 | 0 | 0 | 0 | 0 | 0 |  | 0 | 1 | 1 | 1 | 1 | 0 | 0
XJ | Xinjiang Wuqia (Huadian) 250 MW solar farm | solar_photovoltaic | 3628 | 5 | 0 | 1 | 0 | 0 | 0 | 0 | 0 | 0 | 0 | 0 | 0 | 1 | 1 | 0 | 250 | 1 | 250 | 0 | 0 | 0 | 0 | 0 |  | 0 | 1 | 1 | 1 | 1 | 0 | 0
XJ | Xinjiang Wuqia Kezhou solar farm | solar_photovoltaic | 3629 | 5 | 0 | 1 | 0 | 0 | 0 | 0 | 0 | 0 | 0 | 0 | 0 | 1 | 1 | 0 | 20 | 1 | 20 | 0 | 0 | 0 | 0 | 0 |  | 0 | 1 | 1 | 1 | 1 | 0 | 0
XJ | Xinjiang Wushi (Huaneng) 700 MW solar power plant Phase 1 | solar_photovoltaic | 3630 | 5 | 0 | 1 | 0 | 0 | 0 | 0 | 0 | 0 | 0 | 0 | 0 | 1 | 1 | 0 | 450 | 1 | 450 | 0 | 0 | 0 | 0 | 0 |  | 0 | 1 | 1 | 1 | 1 | 0 | 0
XJ | Xinjiang Wushi (Huaneng) 700 MW solar power plant Phase 2 | solar_photovoltaic | 3631 | 5 | 0 | 1 | 0 | 0 | 0 | 0 | 0 | 0 | 0 | 0 | 0 | 1 | 1 | 0 | 250 | 1 | 250 | 0 | 0 | 0 | 0 | 0 |  | 0 | 1 | 1 | 1 | 1 | 0 | 0
XJ | Xinjiang Wushi Guangdong Hydro solar power plant | solar_photovoltaic | 3632 | 5 | 0 | 1 | 0 | 0 | 0 | 0 | 0 | 0 | 0 | 0 | 0 | 1 | 1 | 0 | 100 | 1 | 100 | 0 | 0 | 0 | 0 | 0 |  | 0 | 1 | 1 | 1 | 1 | 0 | 0
XJ | Xinjiang Wushi Huaneng solar power plant Phase 1 | solar_photovoltaic | 3633 | 5 | 0 | 1 | 0 | 0 | 0 | 0 | 0 | 0 | 0 | 0 | 0 | 1 | 1 | 0 | 100 | 1 | 100 | 0 | 0 | 0 | 0 | 0 |  | 0 | 1 | 1 | 1 | 1 | 0 | 0
XJ | Xinjiang Wushi Huaneng solar power plant Phase 2 | solar_photovoltaic | 3634 | 5 | 0 | 1 | 0 | 0 | 0 | 0 | 0 | 0 | 0 | 0 | 0 | 1 | 1 | 0 | 100 | 1 | 100 | 0 | 0 | 0 | 0 | 0 |  | 0 | 1 | 1 | 1 | 1 | 0 | 0
XJ | Xinjiang Wushi Jinhua solar farm | solar_photovoltaic | 3635 | 5 | 0 | 1 | 0 | 0 | 0 | 0 | 0 | 0 | 0 | 0 | 0 | 1 | 1 | 0 | 20 | 1 | 20 | 0 | 0 | 0 | 0 | 0 |  | 0 | 1 | 1 | 1 | 1 | 0 | 0
XJ | Xinjiang Wushi Longbai solar farm | solar_photovoltaic | 3636 | 5 | 0 | 1 | 0 | 0 | 0 | 0 | 0 | 0 | 0 | 0 | 0 | 1 | 1 | 0 | 20 | 1 | 20 | 0 | 0 | 0 | 0 | 0 |  | 0 | 1 | 1 | 1 | 1 | 0 | 0
XJ | Xinjiang Wusu Zhongjing solar farm | solar_photovoltaic | 3637 | 5 | 0 | 1 | 0 | 0 | 0 | 0 | 0 | 0 | 0 | 0 | 0 | 1 | 1 | 0 | 20 | 1 | 20 | 0 | 0 | 0 | 0 | 0 |  | 0 | 1 | 1 | 1 | 1 | 0 | 0
XJ | Xinjiang Xayar Industrial Park De-Carbonization solar project | solar_photovoltaic | 3638 | 5 | 0 | 1 | 0 | 0 | 0 | 0 | 0 | 0 | 0 | 0 | 0 | 1 | 1 | 0 | 250 | 1 | 250 | 0 | 0 | 0 | 0 | 0 |  | 0 | 1 | 1 | 1 | 1 | 0 | 0
XJ | Xinjiang Xikanyuan Shichengzi solar farm Phase 2 | solar_photovoltaic | 3639 | 5 | 0 | 1 | 0 | 0 | 0 | 0 | 0 | 0 | 0 | 0 | 0 | 1 | 1 | 0 | 20 | 1 | 20 | 0 | 0 | 0 | 0 | 0 |  | 0 | 1 | 1 | 1 | 1 | 0 | 0
XJ | Xinjiang Xingye Second Division 33 Regiment solar farm Phase 2 | solar_photovoltaic | 3640 | 5 | 0 | 1 | 0 | 0 | 0 | 0 | 0 | 0 | 0 | 0 | 0 | 1 | 1 | 0 | 20 | 1 | 20 | 0 | 0 | 0 | 0 | 0 |  | 0 | 1 | 1 | 1 | 1 | 0 | 0
XJ | Xinjiang Xinhe (Huadian) Industrial Park Decarbonization solar farm | solar_photovoltaic | 3641 | 5 | 0 | 1 | 0 | 0 | 0 | 0 | 0 | 0 | 0 | 0 | 0 | 1 | 1 | 0 | 400 | 1 | 400 | 0 | 0 | 0 | 0 | 0 |  | 0 | 1 | 1 | 1 | 1 | 0 | 0
XJ | Xinjiang Xinyuan (Jingke) solar farm | solar_photovoltaic | 3642 | 5 | 0 | 1 | 0 | 0 | 0 | 0 | 0 | 0 | 0 | 0 | 0 | 1 | 1 | 0 | 90 | 1 | 90 | 0 | 0 | 0 | 0 | 0 |  | 0 | 1 | 1 | 1 | 1 | 0 | 0
XJ | Xinjiang Xiwang Chuangmei solar farm | solar_photovoltaic | 3643 | 5 | 0 | 1 | 0 | 0 | 0 | 0 | 0 | 0 | 0 | 0 | 0 | 1 | 1 | 0 | 20 | 1 | 20 | 0 | 0 | 0 | 0 | 0 |  | 0 | 1 | 1 | 1 | 1 | 0 | 0
XJ | Xinjiang Yanqi Xin'ao solar farm | solar_photovoltaic | 3644 | 5 | 0 | 1 | 0 | 0 | 0 | 0 | 0 | 0 | 0 | 0 | 0 | 1 | 1 | 0 | 20 | 1 | 20 | 0 | 0 | 0 | 0 | 0 |  | 0 | 1 | 1 | 1 | 1 | 0 | 0
XJ | Xinjiang Yecheng (Huadian) solar farm | solar_photovoltaic | 3645 | 5 | 0 | 1 | 0 | 0 | 0 | 0 | 0 | 0 | 0 | 0 | 0 | 1 | 1 | 0 | 50 | 1 | 50 | 0 | 0 | 0 | 0 | 0 |  | 0 | 1 | 1 | 1 | 1 | 0 | 0
XJ | Xinjiang Yecheng County (Tarim Oilfield) 500 MW Solar and Storage solar project | solar_photovoltaic | 3646 | 5 | 0 | 1 | 0 | 0 | 0 | 0 | 0 | 0 | 0 | 0 | 0 | 1 | 1 | 0 | 500 | 1 | 500 | 0 | 0 | 0 | 0 | 0 |  | 0 | 1 | 1 | 1 | 1 | 0 | 0
XJ | Xinjiang Yecheng Ruicheng solar farm | solar_photovoltaic | 3647 | 5 | 0 | 1 | 0 | 0 | 0 | 0 | 0 | 0 | 0 | 0 | 0 | 1 | 1 | 0 | 20 | 1 | 20 | 0 | 0 | 0 | 0 | 0 |  | 0 | 1 | 1 | 1 | 1 | 0 | 0
XJ | Xinjiang Yengisar Desert Control solar farm | solar_photovoltaic | 3648 | 5 | 0 | 1 | 0 | 0 | 0 | 0 | 0 | 0 | 0 | 0 | 0 | 1 | 1 | 0 | 500 | 1 | 500 | 0 | 0 | 0 | 0 | 0 |  | 0 | 1 | 1 | 1 | 1 | 0 | 0
XJ | Xinjiang Yili 73rd Brigade Yiyang solar farm Phase 1 | solar_photovoltaic | 3649 | 5 | 0 | 1 | 0 | 0 | 0 | 0 | 0 | 0 | 0 | 0 | 0 | 1 | 1 | 0 | 30 | 1 | 30 | 0 | 0 | 0 | 0 | 0 |  | 0 | 1 | 1 | 1 | 1 | 0 | 0
XJ | Xinjiang Yili Chabuchar TBEA Grid-Connected solar farm Phase 1 | solar_photovoltaic | 3650 | 5 | 0 | 1 | 0 | 0 | 0 | 0 | 0 | 0 | 0 | 0 | 0 | 1 | 1 | 0 | 20 | 1 | 20 | 0 | 0 | 0 | 0 | 0 |  | 0 | 1 | 1 | 1 | 1 | 0 | 0
XJ | Xinjiang Yili GCL Energy solar farm | solar_photovoltaic | 3651 | 5 | 0 | 1 | 0 | 0 | 0 | 0 | 0 | 0 | 0 | 0 | 0 | 1 | 1 | 0 | 30 | 1 | 30 | 0 | 0 | 0 | 0 | 0 |  | 0 | 1 | 1 | 1 | 1 | 0 | 0
XJ | Xinjiang Yili Nileke Zhongli Tenghui solar farm | solar_photovoltaic | 3652 | 5 | 0 | 1 | 0 | 0 | 0 | 0 | 0 | 0 | 0 | 0 | 0 | 1 | 1 | 0 | 20 | 1 | 20 | 0 | 0 | 0 | 0 | 0 |  | 0 | 1 | 1 | 1 | 1 | 0 | 0
XJ | Xinjiang Yili Tekesi Yuhui Grid-Connected solar farm Phase 1 | solar_photovoltaic | 3653 | 5 | 0 | 1 | 0 | 0 | 0 | 0 | 0 | 0 | 0 | 0 | 0 | 1 | 1 | 0 | 20 | 1 | 20 | 0 | 0 | 0 | 0 | 0 |  | 0 | 1 | 1 | 1 | 1 | 0 | 0
XJ | Xinjiang Yili Xinhui solar farm | solar_photovoltaic | 3654 | 5 | 0 | 1 | 0 | 0 | 0 | 0 | 0 | 0 | 0 | 0 | 0 | 1 | 1 | 0 | 20 | 1 | 20 | 0 | 0 | 0 | 0 | 0 |  | 0 | 1 | 1 | 1 | 1 | 0 | 0
XJ | Xinjiang Yingjisha Baode solar farm | solar_photovoltaic | 3655 | 5 | 0 | 1 | 0 | 0 | 0 | 0 | 0 | 0 | 0 | 0 | 0 | 1 | 1 | 0 | 20 | 1 | 20 | 0 | 0 | 0 | 0 | 0 |  | 0 | 1 | 1 | 1 | 1 | 0 | 0
XJ | Xinjiang Yining State Grid Energy Hami Dananhu No 2 Open-pit Coal Coal Conveyance Corridor North Area solar project | solar_photovoltaic | 3656 | 5 | 0 | 1 | 0 | 0 | 0 | 0 | 0 | 0 | 0 | 0 | 0 | 1 | 1 | 0 | 5.9 | 1 | 5.9 | 0 | 0 | 0 | 0 | 0 |  | 0 | 1 | 1 | 1 | 1 | 0 | 0
XJ | Xinjiang Yining State Grid Energy Hami Dananhu No 2 Open-pit Coal Coal Conveyance Corridor South Area solar project | solar_photovoltaic | 3657 | 5 | 0 | 1 | 0 | 0 | 0 | 0 | 0 | 0 | 0 | 0 | 0 | 1 | 1 | 0 | 5.9 | 1 | 5.9 | 0 | 0 | 0 | 0 | 0 |  | 0 | 1 | 1 | 1 | 1 | 0 | 0
XJ | Xinjiang Yiwu (SDIC) Energy Storage solar farm | solar_photovoltaic | 3658 | 5 | 0 | 1 | 0 | 0 | 0 | 0 | 0 | 0 | 0 | 0 | 0 | 1 | 1 | 0 | 100 | 1 | 100 | 0 | 0 | 0 | 0 | 0 |  | 0 | 1 | 1 | 1 | 1 | 0 | 0
XJ | Xinjiang Yiwu Taike solar farm | solar_photovoltaic | 3659 | 5 | 0 | 1 | 0 | 0 | 0 | 0 | 0 | 0 | 0 | 0 | 0 | 1 | 1 | 0 | 20 | 1 | 20 | 0 | 0 | 0 | 0 | 0 |  | 0 | 1 | 1 | 1 | 1 | 0 | 0
XJ | Xinjiang Yizhou Hengxin solar farm | solar_photovoltaic | 3660 | 5 | 0 | 1 | 0 | 0 | 0 | 0 | 0 | 0 | 0 | 0 | 0 | 1 | 1 | 0 | 20 | 1 | 20 | 0 | 0 | 0 | 0 | 0 |  | 0 | 1 | 1 | 1 | 1 | 0 | 0
XJ | Xinjiang Yizhou Shichengzi Chaoxiang solar farm | solar_photovoltaic | 3661 | 5 | 0 | 1 | 0 | 0 | 0 | 0 | 0 | 0 | 0 | 0 | 0 | 1 | 1 | 0 | 20 | 1 | 20 | 0 | 0 | 0 | 0 | 0 |  | 0 | 1 | 1 | 1 | 1 | 0 | 0
XJ | Xinjiang Yizhou Shichengzi Jialing solar farm | solar_photovoltaic | 3662 | 5 | 0 | 1 | 0 | 0 | 0 | 0 | 0 | 0 | 0 | 0 | 0 | 1 | 1 | 0 | 20 | 1 | 20 | 0 | 0 | 0 | 0 | 0 |  | 0 | 1 | 1 | 1 | 1 | 0 | 0
XJ | Xinjiang Yizhou Shichengzi Three Gorges solar farm Phase 1 | solar_photovoltaic | 3663 | 5 | 0 | 1 | 0 | 0 | 0 | 0 | 0 | 0 | 0 | 0 | 0 | 1 | 1 | 0 | 20 | 1 | 20 | 0 | 0 | 0 | 0 | 0 |  | 0 | 1 | 1 | 1 | 1 | 0 | 0
XJ | Xinjiang Yizhou Shichengzi Three Gorges solar farm Phase 2 | solar_photovoltaic | 3664 | 5 | 0 | 1 | 0 | 0 | 0 | 0 | 0 | 0 | 0 | 0 | 0 | 1 | 1 | 0 | 20 | 1 | 20 | 0 | 0 | 0 | 0 | 0 |  | 0 | 1 | 1 | 1 | 1 | 0 | 0
XJ | Xinjiang Yopurga Hairun solar farm | solar_photovoltaic | 3665 | 5 | 0 | 1 | 0 | 0 | 0 | 0 | 0 | 0 | 0 | 0 | 0 | 1 | 1 | 0 | 20 | 1 | 20 | 0 | 0 | 0 | 0 | 0 |  | 0 | 1 | 1 | 1 | 1 | 0 | 0
XJ | Xinjiang Yuepuhu Hi-tech solar farm | solar_photovoltaic | 3666 | 5 | 0 | 1 | 0 | 0 | 0 | 0 | 0 | 0 | 0 | 0 | 0 | 1 | 1 | 0 | 20 | 1 | 20 | 0 | 0 | 0 | 0 | 0 |  | 0 | 1 | 1 | 1 | 1 | 0 | 0
XJ | Xinjiang Yuepuhu Xinrong solar farm | solar_photovoltaic | 3667 | 5 | 0 | 1 | 0 | 0 | 0 | 0 | 0 | 0 | 0 | 0 | 0 | 1 | 1 | 0 | 20 | 1 | 20 | 0 | 0 | 0 | 0 | 0 |  | 0 | 1 | 1 | 1 | 1 | 0 | 0
XJ | Xinjiang Yuli (China Guangdong Nuclear) solar farm | solar_photovoltaic | 3668 | 5 | 0 | 1 | 0 | 0 | 0 | 0 | 0 | 0 | 0 | 0 | 0 | 1 | 1 | 0 | 100 | 1 | 100 | 0 | 0 | 0 | 0 | 0 |  | 0 | 1 | 1 | 1 | 1 | 0 | 0
XJ | Xinjiang Yuli (Shenzhen Energy) solar/thermal/storage complex | solar_photovoltaic | 3669 | 5 | 0 | 1 | 0 | 0 | 0 | 0 | 0 | 0 | 0 | 0 | 0 | 1 | 1 | 0 | 450 | 1 | 450 | 0 | 0 | 0 | 0 | 0 |  | 0 | 1 | 1 | 1 | 1 | 0 | 0
XJ | Xinjiang Yuli (Tarim Oilfield) solar farm | solar_photovoltaic | 3670 | 5 | 0 | 1 | 0 | 0 | 0 | 0 | 0 | 0 | 0 | 0 | 0 | 1 | 1 | 0 | 100 | 1 | 100 | 0 | 0 | 0 | 0 | 0 |  | 0 | 1 | 1 | 1 | 1 | 0 | 0
XJ | Xinjiang Yuli Talimu Xingye solar farm | solar_photovoltaic | 3671 | 5 | 0 | 1 | 0 | 0 | 0 | 0 | 0 | 0 | 0 | 0 | 0 | 1 | 1 | 0 | 30 | 1 | 30 | 0 | 0 | 0 | 0 | 0 |  | 0 | 1 | 1 | 1 | 1 | 0 | 0
XJ | Xinjiang Yuli Tarim Oil solar power plant | solar_photovoltaic | 3672 | 5 | 0 | 1 | 0 | 0 | 0 | 0 | 0 | 0 | 0 | 0 | 0 | 1 | 1 | 0 | 100 | 1 | 100 | 0 | 0 | 0 | 0 | 0 |  | 0 | 1 | 1 | 1 | 1 | 0 | 0
XJ | Xinjiang Yuli Zhongjiancai Junxin solar farm Phase 1 | solar_photovoltaic | 3673 | 5 | 0 | 1 | 0 | 0 | 0 | 0 | 0 | 0 | 0 | 0 | 0 | 1 | 1 | 0 | 20 | 1 | 20 | 0 | 0 | 0 | 0 | 0 |  | 0 | 1 | 1 | 1 | 1 | 0 | 0
XJ | Xinjiang Yuli Zhongjiancai Junxin solar farm Phase 2 | solar_photovoltaic | 3674 | 5 | 0 | 1 | 0 | 0 | 0 | 0 | 0 | 0 | 0 | 0 | 0 | 1 | 1 | 0 | 20 | 1 | 20 | 0 | 0 | 0 | 0 | 0 |  | 0 | 1 | 1 | 1 | 1 | 0 | 0
XJ | Xinjiang Yutian (Huadian) solar farm Phase 1 | solar_photovoltaic | 3675 | 5 | 0 | 1 | 0 | 0 | 0 | 0 | 0 | 0 | 0 | 0 | 0 | 1 | 1 | 0 | 200 | 1 | 200 | 0 | 0 | 0 | 0 | 0 |  | 0 | 1 | 1 | 1 | 1 | 0 | 0
XJ | Xinjiang Yutian (Huadian) solar farm Phase 2 | solar_photovoltaic | 3676 | 5 | 0 | 1 | 0 | 0 | 0 | 0 | 0 | 0 | 0 | 0 | 0 | 1 | 1 | 0 | 200 | 1 | 200 | 0 | 0 | 0 | 0 | 0 |  | 0 | 1 | 1 | 1 | 1 | 0 | 0
XJ | Xinjiang Yutian (Huaneng) solar farm | solar_photovoltaic | 3677 | 5 | 0 | 1 | 0 | 0 | 0 | 0 | 0 | 0 | 0 | 0 | 0 | 1 | 1 | 0 | 500 | 1 | 500 | 0 | 0 | 0 | 0 | 0 |  | 0 | 1 | 1 | 1 | 1 | 0 | 0
XJ | Xinjiang Yutian Xinfeng solar farm | solar_photovoltaic | 3678 | 5 | 0 | 1 | 0 | 0 | 0 | 0 | 0 | 0 | 0 | 0 | 0 | 1 | 1 | 0 | 20 | 1 | 20 | 0 | 0 | 0 | 0 | 0 |  | 0 | 1 | 1 | 1 | 1 | 0 | 0
XJ | Xinjiang Ürümqi (Huaneng) Renewables Complex solar farm | solar_photovoltaic | 3679 | 5 | 0 | 1 | 0 | 0 | 0 | 0 | 0 | 0 | 0 | 0 | 0 | 1 | 1 | 0 | 140 | 1 | 140 | 0 | 0 | 0 | 0 | 0 |  | 0 | 1 | 1 | 1 | 1 | 0 | 0
XJ | Xinjiang Ürümqi Ganquanbao Development Zone solar farm | solar_photovoltaic | 3680 | 5 | 0 | 1 | 0 | 0 | 0 | 0 | 0 | 0 | 0 | 0 | 0 | 1 | 1 | 0 | 300 | 1 | 300 | 0 | 0 | 0 | 0 | 0 |  | 0 | 1 | 1 | 1 | 1 | 0 | 0
XJ | Xinjiang Ürümqi Midong District (China Green Energy) solar farm Phase 1 | solar_photovoltaic | 3681 | 5 | 0 | 1 | 0 | 0 | 0 | 0 | 0 | 0 | 0 | 0 | 0 | 1 | 1 | 0 | 2000 | 1 | 2000 | 0 | 0 | 0 | 0 | 0 |  | 0 | 1 | 1 | 1 | 1 | 0 | 0
XJ | Xinjiang Ürümqi Midong District (China Green Energy) solar farm Phase 2 | solar_photovoltaic | 3682 | 5 | 0 | 1 | 0 | 0 | 0 | 0 | 0 | 0 | 0 | 0 | 0 | 1 | 1 | 0 | 1500 | 1 | 1500 | 0 | 0 | 0 | 0 | 0 |  | 0 | 1 | 1 | 1 | 1 | 0 | 0
XJ | Xinjiant Kuytun 125th Regiment Agricultural solar farm | solar_photovoltaic | 3683 | 5 | 0 | 1 | 0 | 0 | 0 | 0 | 0 | 0 | 0 | 0 | 0 | 1 | 1 | 0 | 100 | 1 | 100 | 0 | 0 | 0 | 0 | 0 |  | 0 | 1 | 1 | 1 | 1 | 0 | 0
XJ | Xinjiang - Chongqing Power Export wind farms Huadian | onshore_wind_turbine | 3684 | 5 | 0 | 0 | 0 | 0 | 0 | 1 | 0 | 0 | 0 | 0 | 0 | 1 | 1 | 0 | 4200 | 1 | 4200 | 0 | 0 | 0 | 0 | 0 |  | 0 | 1 | 1 | 1 | 1 | 0 | 0
XJ | Xinjiang Alashankou (Longyuan) wind farm Phase 3 | onshore_wind_turbine | 3685 | 5 | 0 | 0 | 0 | 0 | 0 | 1 | 0 | 0 | 0 | 0 | 0 | 1 | 1 | 0 | 50 | 1 | 50 | 0 | 0 | 0 | 0 | 0 |  | 0 | 1 | 1 | 1 | 1 | 0 | 0
XJ | Xinjiang Alashankou (Longyuan) wind farm Phase 4 | onshore_wind_turbine | 3686 | 5 | 0 | 0 | 0 | 0 | 0 | 1 | 0 | 0 | 0 | 0 | 0 | 1 | 1 | 0 | 50 | 1 | 50 | 0 | 0 | 0 | 0 | 0 |  | 0 | 1 | 1 | 1 | 1 | 0 | 0
XJ | Xinjiang Altai (SPIC) Renewable Energy Complex wind farm Burqin | onshore_wind_turbine | 3687 | 5 | 0 | 0 | 0 | 0 | 0 | 1 | 0 | 0 | 0 | 0 | 0 | 1 | 1 | 0 | 600 | 1 | 600 | 0 | 0 | 0 | 0 | 0 |  | 0 | 1 | 1 | 1 | 1 | 0 | 0
XJ | Xinjiang Altai (SPIC) Renewable Energy Complex wind farm Jeminay | onshore_wind_turbine | 3688 | 5 | 0 | 0 | 0 | 0 | 0 | 1 | 0 | 0 | 0 | 0 | 0 | 1 | 1 | 0 | 200 | 1 | 200 | 0 | 0 | 0 | 0 | 0 |  | 0 | 1 | 1 | 1 | 1 | 0 | 0
XJ | Xinjiang Altai Burqin Chengnan (Guangdong Hydro) wind farm Phase 1 | onshore_wind_turbine | 3689 | 5 | 0 | 0 | 0 | 0 | 0 | 1 | 0 | 0 | 0 | 0 | 0 | 1 | 1 | 0 | 50 | 1 | 50 | 0 | 0 | 0 | 0 | 0 |  | 0 | 1 | 1 | 1 | 1 | 0 | 0
XJ | Xinjiang Altai Burqin Chengnan (Guangdong Hydro) wind farm Phase 2 | onshore_wind_turbine | 3690 | 5 | 0 | 0 | 0 | 0 | 0 | 1 | 0 | 0 | 0 | 0 | 0 | 1 | 1 | 0 | 50 | 1 | 50 | 0 | 0 | 0 | 0 | 0 |  | 0 | 1 | 1 | 1 | 1 | 0 | 0
XJ | Xinjiang Altai Guaranteed Off-take (State Power Investment) wind farm | onshore_wind_turbine | 3691 | 5 | 0 | 0 | 0 | 0 | 0 | 1 | 0 | 0 | 0 | 0 | 0 | 1 | 1 | 0 | 250 | 1 | 250 | 0 | 0 | 0 | 0 | 0 |  | 0 | 1 | 1 | 1 | 1 | 0 | 0
XJ | Xinjiang Altai Jimunai (China Guangdong Nuclear) wind farm | onshore_wind_turbine | 3692 | 5 | 0 | 0 | 0 | 0 | 0 | 1 | 0 | 0 | 0 | 0 | 0 | 1 | 1 | 0 | 50 | 1 | 50 | 0 | 0 | 0 | 0 | 0 |  | 0 | 1 | 1 | 1 | 1 | 0 | 0
XJ | Xinjiang Altai Jimunai (State Power Investment) wind farm | onshore_wind_turbine | 3693 | 5 | 0 | 0 | 0 | 0 | 0 | 1 | 0 | 0 | 0 | 0 | 0 | 1 | 1 | 0 | 250 | 1 | 250 | 0 | 0 | 0 | 0 | 0 |  | 0 | 1 | 1 | 1 | 1 | 0 | 0
XJ | Xinjiang Altay (China Guangdong Nuclear) wind farm Phase 1 | onshore_wind_turbine | 3694 | 5 | 0 | 0 | 0 | 0 | 0 | 1 | 0 | 0 | 0 | 0 | 0 | 1 | 1 | 0 | 50 | 1 | 50 | 0 | 0 | 0 | 0 | 0 |  | 0 | 1 | 1 | 1 | 1 | 0 | 0
XJ | Xinjiang Altay (Liyuan Tianye) wind farm Phase 1 | onshore_wind_turbine | 3695 | 5 | 0 | 0 | 0 | 0 | 0 | 1 | 0 | 0 | 0 | 0 | 0 | 1 | 1 | 0 | 50 | 1 | 50 | 0 | 0 | 0 | 0 | 0 |  | 0 | 1 | 1 | 1 | 1 | 0 | 0
XJ | Xinjiang Altay Qinghe (Huaneng) wind farm Phase 1 | onshore_wind_turbine | 3696 | 5 | 0 | 0 | 0 | 0 | 0 | 1 | 0 | 0 | 0 | 0 | 0 | 1 | 1 | 0 | 50 | 1 | 50 | 0 | 0 | 0 | 0 | 0 |  | 0 | 1 | 1 | 1 | 1 | 0 | 0
XJ | Xinjiang Balikun Santanghu (Balikun Shangfeng) wind farm Phase 1 | onshore_wind_turbine | 3697 | 5 | 0 | 0 | 0 | 0 | 0 | 1 | 0 | 0 | 0 | 0 | 0 | 1 | 1 | 0 | 50 | 1 | 50 | 0 | 0 | 0 | 0 | 0 |  | 0 | 1 | 1 | 1 | 1 | 0 | 0
XJ | Xinjiang Balikun Santanghu (China Guangdong Nuclear) wind farm Phase 1 | onshore_wind_turbine | 3698 | 5 | 0 | 0 | 0 | 0 | 0 | 1 | 0 | 0 | 0 | 0 | 0 | 1 | 1 | 0 | 50 | 1 | 50 | 0 | 0 | 0 | 0 | 0 |  | 0 | 1 | 1 | 1 | 1 | 0 | 0
XJ | Xinjiang Balikun Santanghu (Hami Xinhua) wind farm Phase 1 | onshore_wind_turbine | 3699 | 5 | 0 | 0 | 0 | 0 | 0 | 1 | 0 | 0 | 0 | 0 | 0 | 1 | 1 | 0 | 50 | 1 | 50 | 0 | 0 | 0 | 0 | 0 |  | 0 | 1 | 1 | 1 | 1 | 0 | 0
XJ | Xinjiang Balikun Santanghu (Shengtian) wind farm Phase 1 | onshore_wind_turbine | 3700 | 5 | 0 | 0 | 0 | 0 | 0 | 1 | 0 | 0 | 0 | 0 | 0 | 1 | 1 | 0 | 48 | 1 | 48 | 0 | 0 | 0 | 0 | 0 |  | 0 | 1 | 1 | 1 | 1 | 0 | 0
XJ | Xinjiang Balikun Santanghu (Shengtian) wind farm Phase 2 | onshore_wind_turbine | 3701 | 5 | 0 | 0 | 0 | 0 | 0 | 1 | 0 | 0 | 0 | 0 | 0 | 1 | 1 | 0 | 50 | 1 | 50 | 0 | 0 | 0 | 0 | 0 |  | 0 | 1 | 1 | 1 | 1 | 0 | 0
XJ | Xinjiang Balikun Santanghu (Xinjiang Kuanyang) wind farm Phase 1 | onshore_wind_turbine | 3702 | 5 | 0 | 0 | 0 | 0 | 0 | 1 | 0 | 0 | 0 | 0 | 0 | 1 | 1 | 0 | 50 | 1 | 50 | 0 | 0 | 0 | 0 | 0 |  | 0 | 1 | 1 | 1 | 1 | 0 | 0
XJ | Xinjiang Balikun Santanghu (Xinjiang Tiandian) wind farm Phase 1 | onshore_wind_turbine | 3703 | 5 | 0 | 0 | 0 | 0 | 0 | 1 | 0 | 0 | 0 | 0 | 0 | 1 | 1 | 0 | 50 | 1 | 50 | 0 | 0 | 0 | 0 | 0 |  | 0 | 1 | 1 | 1 | 1 | 0 | 0
XJ | Xinjiang Balikun Santanghu (Xinjiang Tiandian) wind farm Phase 2 | onshore_wind_turbine | 3704 | 5 | 0 | 0 | 0 | 0 | 0 | 1 | 0 | 0 | 0 | 0 | 0 | 1 | 1 | 0 | 50 | 1 | 50 | 0 | 0 | 0 | 0 | 0 |  | 0 | 1 | 1 | 1 | 1 | 0 | 0
XJ | Xinjiang Balikun Santanghu (Xinjiang Xinneng) wind farm Phase 2 | onshore_wind_turbine | 3705 | 5 | 0 | 0 | 0 | 0 | 0 | 1 | 0 | 0 | 0 | 0 | 0 | 1 | 1 | 0 | 50 | 1 | 50 | 0 | 0 | 0 | 0 | 0 |  | 0 | 1 | 1 | 1 | 1 | 0 | 0
XJ | Xinjiang Balikun Santanghu wind farm Phase 1 | onshore_wind_turbine | 3706 | 5 | 0 | 0 | 0 | 0 | 0 | 1 | 0 | 0 | 0 | 0 | 0 | 1 | 1 | 0 | 50 | 1 | 50 | 0 | 0 | 0 | 0 | 0 |  | 0 | 1 | 1 | 1 | 1 | 0 | 0
XJ | Xinjiang Balikun Santanghu Wind Farm No.2 Farm Phase 1 | onshore_wind_turbine | 3707 | 5 | 0 | 0 | 0 | 0 | 0 | 1 | 0 | 0 | 0 | 0 | 0 | 1 | 1 | 0 | 50 | 1 | 50 | 0 | 0 | 0 | 0 | 0 |  | 0 | 1 | 1 | 1 | 1 | 0 | 0
XJ | Xinjiang Balikun Thirteenth Division Santanghu (Xinjiang Hubei Power) wind farm Phase 1 | onshore_wind_turbine | 3708 | 5 | 0 | 0 | 0 | 0 | 0 | 1 | 0 | 0 | 0 | 0 | 0 | 1 | 1 | 0 | 50 | 1 | 50 | 0 | 0 | 0 | 0 | 0 |  | 0 | 1 | 1 | 1 | 1 | 0 | 0
XJ | Xinjiang Balikun Thirteenth Division Santanghu (Xinjiang Hubei Power) wind farm Phase 2 | onshore_wind_turbine | 3709 | 5 | 0 | 0 | 0 | 0 | 0 | 1 | 0 | 0 | 0 | 0 | 0 | 1 | 1 | 0 | 50 | 1 | 50 | 0 | 0 | 0 | 0 | 0 |  | 0 | 1 | 1 | 1 | 1 | 0 | 0
XJ | Xinjiang Balikun Thirteenth Division Santanghu (Yuanxin) wind farm Phase 1 | onshore_wind_turbine | 3710 | 5 | 0 | 0 | 0 | 0 | 0 | 1 | 0 | 0 | 0 | 0 | 0 | 1 | 1 | 0 | 50 | 1 | 50 | 0 | 0 | 0 | 0 | 0 |  | 0 | 1 | 1 | 1 | 1 | 0 | 0
XJ | Xinjiang Balikun Thirteenth Division Santanghu (Yuanxin) wind farm Phase 2 | onshore_wind_turbine | 3711 | 5 | 0 | 0 | 0 | 0 | 0 | 1 | 0 | 0 | 0 | 0 | 0 | 1 | 1 | 0 | 50 | 1 | 50 | 0 | 0 | 0 | 0 | 0 |  | 0 | 1 | 1 | 1 | 1 | 0 | 0
XJ | Xinjiang Barköl Heiyanquan Distributed wind farm | onshore_wind_turbine | 3712 | 5 | 0 | 0 | 0 | 0 | 0 | 1 | 0 | 0 | 0 | 0 | 0 | 1 | 1 | 0 | 20 | 1 | 20 | 0 | 0 | 0 | 0 | 0 |  | 0 | 1 | 1 | 1 | 1 | 0 | 0
XJ | Xinjiang Bazhou Ruoqiang wind farm Phase 1 | onshore_wind_turbine | 3713 | 5 | 0 | 0 | 0 | 0 | 0 | 1 | 0 | 0 | 0 | 0 | 0 | 1 | 1 | 0 | 50 | 1 | 50 | 0 | 0 | 0 | 0 | 0 |  | 0 | 1 | 1 | 1 | 1 | 0 | 0
XJ | Xinjiang Beitun Tenth Division 186 Regiment wind farm | onshore_wind_turbine | 3714 | 5 | 0 | 0 | 0 | 0 | 0 | 1 | 0 | 0 | 0 | 0 | 0 | 1 | 1 | 0 | 50 | 1 | 50 | 0 | 0 | 0 | 0 | 0 |  | 0 | 1 | 1 | 1 | 1 | 0 | 0
XJ | Xinjiang Bole (Zhejiang Energy) wind farm | onshore_wind_turbine | 3715 | 5 | 0 | 0 | 0 | 0 | 0 | 1 | 0 | 0 | 0 | 0 | 0 | 1 | 1 | 0 | 50 | 1 | 50 | 0 | 0 | 0 | 0 | 0 |  | 0 | 1 | 1 | 1 | 1 | 0 | 0
XJ | Xinjiang Bole new energy projects wind farm | onshore_wind_turbine | 3716 | 5 | 0 | 0 | 0 | 0 | 0 | 1 | 0 | 0 | 0 | 0 | 0 | 1 | 1 | 0 | 50 | 1 | 50 | 0 | 0 | 0 | 0 | 0 |  | 0 | 1 | 1 | 1 | 1 | 0 | 0
XJ | Xinjiang Bole Santai wind farm Phase 1 | onshore_wind_turbine | 3717 | 5 | 0 | 0 | 0 | 0 | 0 | 1 | 0 | 0 | 0 | 0 | 0 | 1 | 1 | 0 | 50 | 1 | 50 | 0 | 0 | 0 | 0 | 0 |  | 0 | 1 | 1 | 1 | 1 | 0 | 0
XJ | Xinjiang Bortala Alashankou (Guodian) Wind Power Phase 2 | onshore_wind_turbine | 3718 | 5 | 0 | 0 | 0 | 0 | 0 | 1 | 0 | 0 | 0 | 0 | 0 | 1 | 1 | 0 | 50 | 1 | 50 | 0 | 0 | 0 | 0 | 0 |  | 0 | 1 | 1 | 1 | 1 | 0 | 0
XJ | Xinjiang Bortala Santai (Guodian) wind farm Phase 1 | onshore_wind_turbine | 3719 | 5 | 0 | 0 | 0 | 0 | 0 | 1 | 0 | 0 | 0 | 0 | 0 | 1 | 1 | 0 | 50 | 1 | 50 | 0 | 0 | 0 | 0 | 0 |  | 0 | 1 | 1 | 1 | 1 | 0 | 0
XJ | Xinjiang Bortala Santai (Guodian) wind farm Phase 2 | onshore_wind_turbine | 3720 | 5 | 0 | 0 | 0 | 0 | 0 | 1 | 0 | 0 | 0 | 0 | 0 | 1 | 1 | 0 | 49.5 | 1 | 49.5 | 0 | 0 | 0 | 0 | 0 |  | 0 | 1 | 1 | 1 | 1 | 0 | 0
XJ | Xinjiang Bozhou Alashankou (Guodian) wind farm Phase 1 | onshore_wind_turbine | 3721 | 5 | 0 | 0 | 0 | 0 | 0 | 1 | 0 | 0 | 0 | 0 | 0 | 1 | 1 | 0 | 50 | 1 | 50 | 0 | 0 | 0 | 0 | 0 |  | 0 | 1 | 1 | 1 | 1 | 0 | 0
XJ | Xinjiang Bozhou Alashankou (Guodian) wind farm Phase 2 | onshore_wind_turbine | 3722 | 5 | 0 | 0 | 0 | 0 | 0 | 1 | 0 | 0 | 0 | 0 | 0 | 1 | 1 | 0 | 50 | 1 | 50 | 0 | 0 | 0 | 0 | 0 |  | 0 | 1 | 1 | 1 | 1 | 0 | 0
XJ | Xinjiang Bozhou Alashankou (Guodian) wind farm Phase 3 | onshore_wind_turbine | 3723 | 5 | 0 | 0 | 0 | 0 | 0 | 1 | 0 | 0 | 0 | 0 | 0 | 1 | 1 | 0 | 50 | 1 | 50 | 0 | 0 | 0 | 0 | 0 |  | 0 | 1 | 1 | 1 | 1 | 0 | 0
XJ | Xinjiang Bozhou Alashankou (Longyuan) wind farm Phase 1 | onshore_wind_turbine | 3724 | 5 | 0 | 0 | 0 | 0 | 0 | 1 | 0 | 0 | 0 | 0 | 0 | 1 | 1 | 0 | 50 | 1 | 50 | 0 | 0 | 0 | 0 | 0 |  | 0 | 1 | 1 | 1 | 1 | 0 | 0
XJ | Xinjiang Bozhou Alashankou (Longyuan) wind farm Phase 2 | onshore_wind_turbine | 3725 | 5 | 0 | 0 | 0 | 0 | 0 | 1 | 0 | 0 | 0 | 0 | 0 | 1 | 1 | 0 | 50 | 1 | 50 | 0 | 0 | 0 | 0 | 0 |  | 0 | 1 | 1 | 1 | 1 | 0 | 0
XJ | Xinjiang Bozhou Alashankou (Longyuan) wind farm Phase 3 | onshore_wind_turbine | 3726 | 5 | 0 | 0 | 0 | 0 | 0 | 1 | 0 | 0 | 0 | 0 | 0 | 1 | 1 | 0 | 50 | 1 | 50 | 0 | 0 | 0 | 0 | 0 |  | 0 | 1 | 1 | 1 | 1 | 0 | 0
XJ | Xinjiang Bozhou Alashankou (Longyuan) wind farm Phase 4 | onshore_wind_turbine | 3727 | 5 | 0 | 0 | 0 | 0 | 0 | 1 | 0 | 0 | 0 | 0 | 0 | 1 | 1 | 0 | 50 | 1 | 50 | 0 | 0 | 0 | 0 | 0 |  | 0 | 1 | 1 | 1 | 1 | 0 | 0
XJ | Xinjiang Buerjin (Guoyuan Tianli) wind farm Phase 1 | onshore_wind_turbine | 3728 | 5 | 0 | 0 | 0 | 0 | 0 | 1 | 0 | 0 | 0 | 0 | 0 | 1 | 1 | 0 | 50 | 1 | 50 | 0 | 0 | 0 | 0 | 0 |  | 0 | 1 | 1 | 1 | 1 | 0 | 0
XJ | Xinjiang Buerjin (Huaneng) wind farm Phase 1 | onshore_wind_turbine | 3729 | 5 | 0 | 0 | 0 | 0 | 0 | 1 | 0 | 0 | 0 | 0 | 0 | 1 | 1 | 0 | 50 | 1 | 50 | 0 | 0 | 0 | 0 | 0 |  | 0 | 1 | 1 | 1 | 1 | 0 | 0
XJ | Xinjiang Buerjin (Jiyuan) wind farm Phase 1 | onshore_wind_turbine | 3730 | 5 | 0 | 0 | 0 | 0 | 0 | 1 | 0 | 0 | 0 | 0 | 0 | 1 | 1 | 0 | 50 | 1 | 50 | 0 | 0 | 0 | 0 | 0 |  | 0 | 1 | 1 | 1 | 1 | 0 | 0
XJ | Xinjiang Buerjin (Tebian Electric) wind farm | onshore_wind_turbine | 3731 | 5 | 0 | 0 | 0 | 0 | 0 | 1 | 0 | 0 | 0 | 0 | 0 | 1 | 1 | 0 | 150 | 1 | 150 | 0 | 0 | 0 | 0 | 0 |  | 0 | 1 | 1 | 1 | 1 | 0 | 0
XJ | Xinjiang Buerjin (Three Gorges) wind farm | onshore_wind_turbine | 3732 | 5 | 0 | 0 | 0 | 0 | 0 | 1 | 0 | 0 | 0 | 0 | 0 | 1 | 1 | 0 | 100 | 1 | 100 | 0 | 0 | 0 | 0 | 0 |  | 0 | 1 | 1 | 1 | 1 | 0 | 0
XJ | Xinjiang Buerjin (Tianrun) wind farm Phase 1 | onshore_wind_turbine | 3733 | 5 | 0 | 0 | 0 | 0 | 0 | 1 | 0 | 0 | 0 | 0 | 0 | 1 | 1 | 0 | 50 | 1 | 50 | 0 | 0 | 0 | 0 | 0 |  | 0 | 1 | 1 | 1 | 1 | 0 | 0
XJ | Xinjiang Buerjin (Tianrun) wind farm Phase 2 | onshore_wind_turbine | 3734 | 5 | 0 | 0 | 0 | 0 | 0 | 1 | 0 | 0 | 0 | 0 | 0 | 1 | 1 | 0 | 50 | 1 | 50 | 0 | 0 | 0 | 0 | 0 |  | 0 | 1 | 1 | 1 | 1 | 0 | 0
XJ | Xinjiang Buerjin (Wuling) wind farm Phase 1 | onshore_wind_turbine | 3735 | 5 | 0 | 0 | 0 | 0 | 0 | 1 | 0 | 0 | 0 | 0 | 0 | 1 | 1 | 0 | 50 | 1 | 50 | 0 | 0 | 0 | 0 | 0 |  | 0 | 1 | 1 | 1 | 1 | 0 | 0
XJ | Xinjiang Buerjin (Xinhua) wind farm | onshore_wind_turbine | 3736 | 5 | 0 | 0 | 0 | 0 | 0 | 1 | 0 | 0 | 0 | 0 | 0 | 1 | 1 | 0 | 50 | 1 | 50 | 0 | 0 | 0 | 0 | 0 |  | 0 | 1 | 1 | 1 | 1 | 0 | 0
XJ | Xinjiang Buerjin Bozidun (Longyuan) wind farm | onshore_wind_turbine | 3737 | 5 | 0 | 0 | 0 | 0 | 0 | 1 | 0 | 0 | 0 | 0 | 0 | 1 | 1 | 0 | 50 | 1 | 50 | 0 | 0 | 0 | 0 | 0 |  | 0 | 1 | 1 | 1 | 1 | 0 | 0
XJ | Xinjiang Buerjin Chengnan (Huadian) wind farm Phase 1 | onshore_wind_turbine | 3738 | 5 | 0 | 0 | 0 | 0 | 0 | 1 | 0 | 0 | 0 | 0 | 0 | 1 | 1 | 0 | 50 | 1 | 50 | 0 | 0 | 0 | 0 | 0 |  | 0 | 1 | 1 | 1 | 1 | 0 | 0
XJ | Xinjiang Buerjin Chengnan wind farm Phase 2 | onshore_wind_turbine | 3739 | 5 | 0 | 0 | 0 | 0 | 0 | 1 | 0 | 0 | 0 | 0 | 0 | 1 | 1 | 0 | 50 | 1 | 50 | 0 | 0 | 0 | 0 | 0 |  | 0 | 1 | 1 | 1 | 1 | 0 | 0
XJ | Xinjiang Buerjin Renewable Energy Complex wind farm Phase 1 | onshore_wind_turbine | 3740 | 5 | 0 | 0 | 0 | 0 | 0 | 1 | 0 | 0 | 0 | 0 | 0 | 1 | 1 | 0 | 100 | 1 | 100 | 0 | 0 | 0 | 0 | 0 |  | 0 | 1 | 1 | 1 | 1 | 0 | 0
XJ | Xinjiang Buerjin Tuohongtai wind farm Phase 1 | onshore_wind_turbine | 3741 | 5 | 0 | 0 | 0 | 0 | 0 | 1 | 0 | 0 | 0 | 0 | 0 | 1 | 1 | 0 | 50 | 1 | 50 | 0 | 0 | 0 | 0 | 0 |  | 0 | 1 | 1 | 1 | 1 | 0 | 0
XJ | Xinjiang Burqin (Dongfang Electric) wind farm | onshore_wind_turbine | 3742 | 5 | 0 | 0 | 0 | 0 | 0 | 1 | 0 | 0 | 0 | 0 | 0 | 1 | 1 | 0 | 1000 | 1 | 1000 | 0 | 0 | 0 | 0 | 0 |  | 0 | 1 | 1 | 1 | 1 | 0 | 0
XJ | Xinjiang Burqin (Xinhua Hydropower) wind farm | onshore_wind_turbine | 3743 | 5 | 0 | 0 | 0 | 0 | 0 | 1 | 0 | 0 | 0 | 0 | 0 | 1 | 1 | 0 | 650 | 1 | 650 | 0 | 0 | 0 | 0 | 0 |  | 0 | 1 | 1 | 1 | 1 | 0 | 0
XJ | Xinjiang Changji Mori Relocated Enterprise Industrial Park Low Carbon wind farm | onshore_wind_turbine | 3744 | 5 | 0 | 0 | 0 | 0 | 0 | 1 | 0 | 0 | 0 | 0 | 0 | 1 | 1 | 0 | 1000 | 1 | 1000 | 0 | 0 | 0 | 0 | 0 |  | 0 | 1 | 1 | 1 | 1 | 0 | 0
XJ | Xinjiang Corps 170th Regiment Baiyang Jiawu'ershan wind farm | onshore_wind_turbine | 3745 | 5 | 0 | 0 | 0 | 0 | 0 | 1 | 0 | 0 | 0 | 0 | 0 | 1 | 1 | 0 | 200 | 1 | 200 | 0 | 0 | 0 | 0 | 0 |  | 0 | 1 | 1 | 1 | 1 | 0 | 0
XJ | Xinjiang Corps Hami Hongshan State Farm (Datang) wind farm | onshore_wind_turbine | 3746 | 5 | 0 | 0 | 0 | 0 | 0 | 1 | 0 | 0 | 0 | 0 | 0 | 1 | 1 | 0 | 200 | 1 | 200 | 0 | 0 | 0 | 0 | 0 |  | 0 | 1 | 1 | 1 | 1 | 0 | 0
XJ | Xinjiang Corps Wujiaqu Beitashan (Northwest Hydropower) wind farm | onshore_wind_turbine | 3747 | 5 | 0 | 0 | 0 | 0 | 0 | 1 | 0 | 0 | 0 | 0 | 0 | 1 | 1 | 0 | 100 | 1 | 100 | 0 | 0 | 0 | 0 | 0 |  | 0 | 1 | 1 | 1 | 1 | 0 | 0
XJ | Xinjiang Dabacheng (China Power Investment) wind farm Phase 1 | onshore_wind_turbine | 3748 | 5 | 0 | 0 | 0 | 0 | 0 | 1 | 0 | 0 | 0 | 0 | 0 | 1 | 1 | 0 | 50 | 1 | 50 | 0 | 0 | 0 | 0 | 0 |  | 0 | 1 | 1 | 1 | 1 | 0 | 0
XJ | Xinjiang Dabacheng (Longyuan) Wind Farm No.3 Farm No.5 Project | onshore_wind_turbine | 3749 | 5 | 0 | 0 | 0 | 0 | 0 | 1 | 0 | 0 | 0 | 0 | 0 | 1 | 1 | 0 | 50 | 1 | 50 | 0 | 0 | 0 | 0 | 0 |  | 0 | 1 | 1 | 1 | 1 | 0 | 0
XJ | Xinjiang Dabacheng Wind/Solar Demonstration Project Phase 2 | onshore_wind_turbine | 3750 | 5 | 0 | 0 | 0 | 0 | 0 | 1 | 0 | 0 | 0 | 0 | 0 | 1 | 1 | 0 | 50 | 1 | 50 | 0 | 0 | 0 | 0 | 0 |  | 0 | 1 | 1 | 1 | 1 | 0 | 0
XJ | Xinjiang Dabancheng (China Energy Conservation) wind farm | onshore_wind_turbine | 3751 | 5 | 0 | 0 | 0 | 0 | 0 | 1 | 0 | 0 | 0 | 0 | 0 | 1 | 1 | 0 | 200 | 1 | 200 | 0 | 0 | 0 | 0 | 0 |  | 0 | 1 | 1 | 1 | 1 | 0 | 0
XJ | Xinjiang Dabancheng (China Guangdong Nuclear) wind farm Phase 1 | onshore_wind_turbine | 3752 | 5 | 0 | 0 | 0 | 0 | 0 | 1 | 0 | 0 | 0 | 0 | 0 | 1 | 1 | 0 | 50 | 1 | 50 | 0 | 0 | 0 | 0 | 0 |  | 0 | 1 | 1 | 1 | 1 | 0 | 0
XJ | Xinjiang Dabancheng (Guangheng/State Grid Co.) wind farm | onshore_wind_turbine | 3753 | 5 | 0 | 0 | 0 | 0 | 0 | 1 | 0 | 0 | 0 | 0 | 0 | 1 | 1 | 0 | 50 | 1 | 50 | 0 | 0 | 0 | 0 | 0 |  | 0 | 1 | 1 | 1 | 1 | 0 | 0
XJ | Xinjiang Dabancheng (Haiwei Zhiyou) wind farm Phase 1 | onshore_wind_turbine | 3754 | 5 | 0 | 0 | 0 | 0 | 0 | 1 | 0 | 0 | 0 | 0 | 0 | 1 | 1 | 0 | 50 | 1 | 50 | 0 | 0 | 0 | 0 | 0 |  | 0 | 1 | 1 | 1 | 1 | 0 | 0
XJ | Xinjiang Dabancheng (Huadian) 500 MW wind farm | onshore_wind_turbine | 3755 | 5 | 0 | 0 | 0 | 0 | 0 | 1 | 0 | 0 | 0 | 0 | 0 | 1 | 1 | 0 | 500 | 1 | 500 | 0 | 0 | 0 | 0 | 0 |  | 0 | 1 | 1 | 1 | 1 | 0 | 0
XJ | Xinjiang Dabancheng (Huadian) wind farm Phase 1 | onshore_wind_turbine | 3756 | 5 | 0 | 0 | 0 | 0 | 0 | 1 | 0 | 0 | 0 | 0 | 0 | 1 | 1 | 0 | 50 | 1 | 50 | 0 | 0 | 0 | 0 | 0 |  | 0 | 1 | 1 | 1 | 1 | 0 | 0
XJ | Xinjiang Dabancheng (Huadian) wind farm Phase 2 | onshore_wind_turbine | 3757 | 5 | 0 | 0 | 0 | 0 | 0 | 1 | 0 | 0 | 0 | 0 | 0 | 1 | 1 | 0 | 50 | 1 | 50 | 0 | 0 | 0 | 0 | 0 |  | 0 | 1 | 1 | 1 | 1 | 0 | 0
XJ | Xinjiang Dabancheng (Huadian) wind farm Phase 3 | onshore_wind_turbine | 3758 | 5 | 0 | 0 | 0 | 0 | 0 | 1 | 0 | 0 | 0 | 0 | 0 | 1 | 1 | 0 | 50 | 1 | 50 | 0 | 0 | 0 | 0 | 0 |  | 0 | 1 | 1 | 1 | 1 | 0 | 0
XJ | Xinjiang Dabancheng (Huaneng) wind farm Phase 1 | onshore_wind_turbine | 3759 | 5 | 0 | 0 | 0 | 0 | 0 | 1 | 0 | 0 | 0 | 0 | 0 | 1 | 1 | 0 | 50 | 1 | 50 | 0 | 0 | 0 | 0 | 0 |  | 0 | 1 | 1 | 1 | 1 | 0 | 0
XJ | Xinjiang Dabancheng (Longyuan) No.4 wind farm Phase 2 | onshore_wind_turbine | 3760 | 5 | 0 | 0 | 0 | 0 | 0 | 1 | 0 | 0 | 0 | 0 | 0 | 1 | 1 | 0 | 50 | 1 | 50 | 0 | 0 | 0 | 0 | 0 |  | 0 | 1 | 1 | 1 | 1 | 0 | 0
XJ | Xinjiang Dabancheng (Longyuan) wind farm Phase 1 | onshore_wind_turbine | 3761 | 5 | 0 | 0 | 0 | 0 | 0 | 1 | 0 | 0 | 0 | 0 | 0 | 1 | 1 | 0 | 50 | 1 | 50 | 0 | 0 | 0 | 0 | 0 |  | 0 | 1 | 1 | 1 | 1 | 0 | 0
XJ | Xinjiang Dabancheng (Mingyang Huaran) wind farm | onshore_wind_turbine | 3762 | 5 | 0 | 0 | 0 | 0 | 0 | 1 | 0 | 0 | 0 | 0 | 0 | 1 | 1 | 0 | 50 | 1 | 50 | 0 | 0 | 0 | 0 | 0 |  | 0 | 1 | 1 | 1 | 1 | 0 | 0
XJ | Xinjiang Dabancheng (TBEA) wind farm Phase 1 | onshore_wind_turbine | 3763 | 5 | 0 | 0 | 0 | 0 | 0 | 1 | 0 | 0 | 0 | 0 | 0 | 1 | 1 | 0 | 50 | 1 | 50 | 0 | 0 | 0 | 0 | 0 |  | 0 | 1 | 1 | 1 | 1 | 0 | 0
XJ | Xinjiang Dabancheng (Three Gorges) 50 MW wind farm | onshore_wind_turbine | 3764 | 5 | 0 | 0 | 0 | 0 | 0 | 1 | 0 | 0 | 0 | 0 | 0 | 1 | 1 | 0 | 50 | 1 | 50 | 0 | 0 | 0 | 0 | 0 |  | 0 | 1 | 1 | 1 | 1 | 0 | 0
XJ | Xinjiang Dabancheng (Three Gorges) wind farm Phase 1 | onshore_wind_turbine | 3765 | 5 | 0 | 0 | 0 | 0 | 0 | 1 | 0 | 0 | 0 | 0 | 0 | 1 | 1 | 0 | 50 | 1 | 50 | 0 | 0 | 0 | 0 | 0 |  | 0 | 1 | 1 | 1 | 1 | 0 | 0
XJ | Xinjiang Dabancheng (Three Gorges) wind farm Phase 2 | onshore_wind_turbine | 3766 | 5 | 0 | 0 | 0 | 0 | 0 | 1 | 0 | 0 | 0 | 0 | 0 | 1 | 1 | 0 | 50 | 1 | 50 | 0 | 0 | 0 | 0 | 0 |  | 0 | 1 | 1 | 1 | 1 | 0 | 0
XJ | Xinjiang Dabancheng (Tianrun) wind farm Phase 1 | onshore_wind_turbine | 3767 | 5 | 0 | 0 | 0 | 0 | 0 | 1 | 0 | 0 | 0 | 0 | 0 | 1 | 1 | 0 | 50 | 1 | 50 | 0 | 0 | 0 | 0 | 0 |  | 0 | 1 | 1 | 1 | 1 | 0 | 0
XJ | Xinjiang Dabancheng (Tianshan Power) wind farm Phase 1 | onshore_wind_turbine | 3768 | 5 | 0 | 0 | 0 | 0 | 0 | 1 | 0 | 0 | 0 | 0 | 0 | 1 | 1 | 0 | 50 | 1 | 50 | 0 | 0 | 0 | 0 | 0 |  | 0 | 1 | 1 | 1 | 1 | 0 | 0
XJ | Xinjiang Dabancheng (Xinjiang Energy) wind farm | onshore_wind_turbine | 3769 | 5 | 0 | 0 | 0 | 0 | 0 | 1 | 0 | 0 | 0 | 0 | 0 | 1 | 1 | 0 | 500 | 1 | 500 | 0 | 0 | 0 | 0 | 0 |  | 0 | 1 | 1 | 1 | 1 | 0 | 0
XJ | Xinjiang Dabancheng (Xinjiang Jinshang) wind farm Phase 1 | onshore_wind_turbine | 3770 | 5 | 0 | 0 | 0 | 0 | 0 | 1 | 0 | 0 | 0 | 0 | 0 | 1 | 1 | 0 | 50 | 1 | 50 | 0 | 0 | 0 | 0 | 0 |  | 0 | 1 | 1 | 1 | 1 | 0 | 0
XJ | Xinjiang Dabancheng (Xinjiang Wanbang) wind farm | onshore_wind_turbine | 3771 | 5 | 0 | 0 | 0 | 0 | 0 | 1 | 0 | 0 | 0 | 0 | 0 | 1 | 1 | 0 | 50 | 1 | 50 | 0 | 0 | 0 | 0 | 0 |  | 0 | 1 | 1 | 1 | 1 | 0 | 0
XJ | Xinjiang Dabancheng (Xinjiang Wind) First wind farm 1RP | onshore_wind_turbine | 3772 | 5 | 0 | 0 | 0 | 0 | 0 | 1 | 0 | 0 | 0 | 0 | 0 | 1 | 1 | 0 | 46.2 | 1 | 46.2 | 0 | 0 | 0 | 0 | 0 |  | 0 | 1 | 1 | 1 | 1 | 0 | 0
XJ | Xinjiang Dabancheng (Xinjiang Wind) First wind farm Phase 2 | onshore_wind_turbine | 3773 | 5 | 0 | 0 | 0 | 0 | 0 | 1 | 0 | 0 | 0 | 0 | 0 | 1 | 1 | 0 | 20 | 1 | 20 | 0 | 0 | 0 | 0 | 0 |  | 0 | 1 | 1 | 1 | 1 | 0 | 0
XJ | Xinjiang Dabancheng Chaiwopu wind farm Phase 1 | onshore_wind_turbine | 3774 | 5 | 0 | 0 | 0 | 0 | 0 | 1 | 0 | 0 | 0 | 0 | 0 | 1 | 1 | 0 | 50 | 1 | 50 | 0 | 0 | 0 | 0 | 0 |  | 0 | 1 | 1 | 1 | 1 | 0 | 0
XJ | Xinjiang Dabancheng Chaiwopu wind farm Phase 2 | onshore_wind_turbine | 3775 | 5 | 0 | 0 | 0 | 0 | 0 | 1 | 0 | 0 | 0 | 0 | 0 | 1 | 1 | 0 | 50 | 1 | 50 | 0 | 0 | 0 | 0 | 0 |  | 0 | 1 | 1 | 1 | 1 | 0 | 0
XJ | Xinjiang Dabancheng Chaiwopu wind farm Phase 3 | onshore_wind_turbine | 3776 | 5 | 0 | 0 | 0 | 0 | 0 | 1 | 0 | 0 | 0 | 0 | 0 | 1 | 1 | 0 | 50 | 1 | 50 | 0 | 0 | 0 | 0 | 0 |  | 0 | 1 | 1 | 1 | 1 | 0 | 0
XJ | Xinjiang Dabancheng Experimental (Jinfeng) wind farm | onshore_wind_turbine | 3777 | 5 | 0 | 0 | 0 | 0 | 0 | 1 | 0 | 0 | 0 | 0 | 0 | 1 | 1 | 0 | 50 | 1 | 50 | 0 | 0 | 0 | 0 | 0 |  | 0 | 1 | 1 | 1 | 1 | 0 | 0
XJ | Xinjiang Dabancheng Jinrun Luyuan distributed wind farm | onshore_wind_turbine | 3778 | 5 | 0 | 0 | 0 | 0 | 0 | 1 | 0 | 0 | 0 | 0 | 0 | 1 | 1 | 0 | 49.5 | 1 | 49.5 | 0 | 0 | 0 | 0 | 0 |  | 0 | 1 | 1 | 1 | 1 | 0 | 0
XJ | Xinjiang Dabancheng Twelfth Division 104 Regiment wind farm | onshore_wind_turbine | 3779 | 5 | 0 | 0 | 0 | 0 | 0 | 1 | 0 | 0 | 0 | 0 | 0 | 1 | 1 | 0 | 50 | 1 | 50 | 0 | 0 | 0 | 0 | 0 |  | 0 | 1 | 1 | 1 | 1 | 0 | 0
XJ | Xinjiang Dabancheng Yanhu wind farm Phase 1 | onshore_wind_turbine | 3780 | 5 | 0 | 0 | 0 | 0 | 0 | 1 | 0 | 0 | 0 | 0 | 0 | 1 | 1 | 0 | 50 | 1 | 50 | 0 | 0 | 0 | 0 | 0 |  | 0 | 1 | 1 | 1 | 1 | 0 | 0
XJ | Xinjiang Dabancheng Zhengzhuang (Tianrun) wind farm | onshore_wind_turbine | 3781 | 5 | 0 | 0 | 0 | 0 | 0 | 1 | 0 | 0 | 0 | 0 | 0 | 1 | 1 | 0 | 201 | 1 | 201 | 0 | 0 | 0 | 0 | 0 |  | 0 | 1 | 1 | 1 | 1 | 0 | 0
XJ | Xinjiang Emin Mayitasi (State Power Investment) wind farm Phase 1 | onshore_wind_turbine | 3782 | 5 | 0 | 0 | 0 | 0 | 0 | 1 | 0 | 0 | 0 | 0 | 0 | 1 | 1 | 0 | 100 | 1 | 100 | 0 | 0 | 0 | 0 | 0 |  | 0 | 1 | 1 | 1 | 1 | 0 | 0
XJ | Xinjiang Emin Mayitasi wind farm Phase 2 | onshore_wind_turbine | 3783 | 5 | 0 | 0 | 0 | 0 | 0 | 1 | 0 | 0 | 0 | 0 | 0 | 1 | 1 | 0 | 50 | 1 | 50 | 0 | 0 | 0 | 0 | 0 |  | 0 | 1 | 1 | 1 | 1 | 0 | 0
XJ | Xinjiang Emin Mayitasi wind farm Phase 3 | onshore_wind_turbine | 3784 | 5 | 0 | 0 | 0 | 0 | 0 | 1 | 0 | 0 | 0 | 0 | 0 | 1 | 1 | 0 | 50 | 1 | 50 | 0 | 0 | 0 | 0 | 0 |  | 0 | 1 | 1 | 1 | 1 | 0 | 0
XJ | Xinjiang Fuyun Qiaku'Ertu wind farm Phase 1 | onshore_wind_turbine | 3785 | 5 | 0 | 0 | 0 | 0 | 0 | 1 | 0 | 0 | 0 | 0 | 0 | 1 | 1 | 0 | 50 | 1 | 50 | 0 | 0 | 0 | 0 | 0 |  | 0 | 1 | 1 | 1 | 1 | 0 | 0
XJ | Xinjiang Gaochang Daheyan wind farm Phase 1 | onshore_wind_turbine | 3786 | 5 | 0 | 0 | 0 | 0 | 0 | 1 | 0 | 0 | 0 | 0 | 0 | 1 | 1 | 0 | 50 | 1 | 50 | 0 | 0 | 0 | 0 | 0 |  | 0 | 1 | 1 | 1 | 1 | 0 | 0
XJ | Xinjiang Gaochang Daheyan wind farm Phase 2 | onshore_wind_turbine | 3787 | 5 | 0 | 0 | 0 | 0 | 0 | 1 | 0 | 0 | 0 | 0 | 0 | 1 | 1 | 0 | 50 | 1 | 50 | 0 | 0 | 0 | 0 | 0 |  | 0 | 1 | 1 | 1 | 1 | 0 | 0
XJ | Xinjiang Gaochang Xiaocaohu (Guangheng) wind farm Phase 2 | onshore_wind_turbine | 3788 | 5 | 0 | 0 | 0 | 0 | 0 | 1 | 0 | 0 | 0 | 0 | 0 | 1 | 1 | 0 | 50 | 1 | 50 | 0 | 0 | 0 | 0 | 0 |  | 0 | 1 | 1 | 1 | 1 | 0 | 0
XJ | Xinjiang Gaochang Xiaocaohu (Guotou) wind farm Phase 1 | onshore_wind_turbine | 3789 | 5 | 0 | 0 | 0 | 0 | 0 | 1 | 0 | 0 | 0 | 0 | 0 | 1 | 1 | 0 | 50 | 1 | 50 | 0 | 0 | 0 | 0 | 0 |  | 0 | 1 | 1 | 1 | 1 | 0 | 0
XJ | Xinjiang Gaochang Xiaocaohu (Huadian) wind farm | onshore_wind_turbine | 3790 | 5 | 0 | 0 | 0 | 0 | 0 | 1 | 0 | 0 | 0 | 0 | 0 | 1 | 1 | 0 | 100 | 1 | 100 | 0 | 0 | 0 | 0 | 0 |  | 0 | 1 | 1 | 1 | 1 | 0 | 0
XJ | Xinjiang Gaochang Xiaocaohu (Luneng) wind farm Phase 1 | onshore_wind_turbine | 3791 | 5 | 0 | 0 | 0 | 0 | 0 | 1 | 0 | 0 | 0 | 0 | 0 | 1 | 1 | 0 | 50 | 1 | 50 | 0 | 0 | 0 | 0 | 0 |  | 0 | 1 | 1 | 1 | 1 | 0 | 0
XJ | Xinjiang Gaochang Xiaocaohu (Mingyang) wind farm | onshore_wind_turbine | 3792 | 5 | 0 | 0 | 0 | 0 | 0 | 1 | 0 | 0 | 0 | 0 | 0 | 1 | 1 | 0 | 200 | 1 | 200 | 0 | 0 | 0 | 0 | 0 |  | 0 | 1 | 1 | 1 | 1 | 0 | 0
XJ | Xinjiang Gaochang Xiaocaohubei wind farm Phase 1 | onshore_wind_turbine | 3793 | 5 | 0 | 0 | 0 | 0 | 0 | 1 | 0 | 0 | 0 | 0 | 0 | 1 | 1 | 0 | 50 | 1 | 50 | 0 | 0 | 0 | 0 | 0 |  | 0 | 1 | 1 | 1 | 1 | 0 | 0
XJ | Xinjiang Ghulja Distributed wind farm | onshore_wind_turbine | 3794 | 5 | 0 | 0 | 0 | 0 | 0 | 1 | 0 | 0 | 0 | 0 | 0 | 1 | 1 | 0 | 20 | 1 | 20 | 0 | 0 | 0 | 0 | 0 |  | 0 | 1 | 1 | 1 | 1 | 0 | 0
XJ | Xinjiang Gurbantünggüt Desert Renewables Base Mori wind farms China Coal | onshore_wind_turbine | 3795 | 5 | 0 | 0 | 0 | 0 | 0 | 1 | 0 | 0 | 0 | 0 | 0 | 1 | 1 | 0 | 400 | 1 | 400 | 0 | 0 | 0 | 0 | 0 |  | 0 | 1 | 1 | 1 | 1 | 0 | 0
XJ | Xinjiang Gurbantünggüt Desert Renewables Base Mori wind farms Huadian | onshore_wind_turbine | 3796 | 5 | 0 | 0 | 0 | 0 | 0 | 1 | 0 | 0 | 0 | 0 | 0 | 1 | 1 | 0 | 800 | 1 | 800 | 0 | 0 | 0 | 0 | 0 |  | 0 | 1 | 1 | 1 | 1 | 0 | 0
XJ | Xinjiang Gurbantünggüt Desert Renewables Base Mori wind farms Shaanxi Investment | onshore_wind_turbine | 3797 | 5 | 0 | 0 | 0 | 0 | 0 | 1 | 0 | 0 | 0 | 0 | 0 | 1 | 1 | 0 | 400 | 1 | 400 | 0 | 0 | 0 | 0 | 0 |  | 0 | 1 | 1 | 1 | 1 | 0 | 0
XJ | Xinjiang Habahe (Jiyuan) wind farm Phase 1 | onshore_wind_turbine | 3798 | 5 | 0 | 0 | 0 | 0 | 0 | 1 | 0 | 0 | 0 | 0 | 0 | 1 | 1 | 0 | 50 | 1 | 50 | 0 | 0 | 0 | 0 | 0 |  | 0 | 1 | 1 | 1 | 1 | 0 | 0
XJ | Xinjiang Habahe (Tbea) wind farm | onshore_wind_turbine | 3799 | 5 | 0 | 0 | 0 | 0 | 0 | 1 | 0 | 0 | 0 | 0 | 0 | 1 | 1 | 0 | 50 | 1 | 50 | 0 | 0 | 0 | 0 | 0 |  | 0 | 1 | 1 | 1 | 1 | 0 | 0
XJ | Xinjiang Habahe Sa'Ertamu wind farm Phase 1 | onshore_wind_turbine | 3800 | 5 | 0 | 0 | 0 | 0 | 0 | 1 | 0 | 0 | 0 | 0 | 0 | 1 | 1 | 0 | 50 | 1 | 50 | 0 | 0 | 0 | 0 | 0 |  | 0 | 1 | 1 | 1 | 1 | 0 | 0
XJ | Xinjiang Habahe Sa'Ertamu wind farm Phase 2 | onshore_wind_turbine | 3801 | 5 | 0 | 0 | 0 | 0 | 0 | 1 | 0 | 0 | 0 | 0 | 0 | 1 | 1 | 0 | 50 | 1 | 50 | 0 | 0 | 0 | 0 | 0 |  | 0 | 1 | 1 | 1 | 1 | 0 | 0
XJ | Xinjiang Habahe wind farm Phase 1 | onshore_wind_turbine | 3802 | 5 | 0 | 0 | 0 | 0 | 0 | 1 | 0 | 0 | 0 | 0 | 0 | 1 | 1 | 0 | 50 | 1 | 50 | 0 | 0 | 0 | 0 | 0 |  | 0 | 1 | 1 | 1 | 1 | 0 | 0
XJ | Xinjiang Hami "First Power Export Line" (China Coal) wind farm | onshore_wind_turbine | 3803 | 5 | 0 | 0 | 0 | 0 | 0 | 1 | 0 | 0 | 0 | 0 | 0 | 1 | 1 | 0 | 800 | 1 | 800 | 0 | 0 | 0 | 0 | 0 |  | 0 | 1 | 1 | 1 | 1 | 0 | 0
XJ | Xinjiang Hami "First Power Export Line" (Huadian) wind farm | onshore_wind_turbine | 3804 | 5 | 0 | 0 | 0 | 0 | 0 | 1 | 0 | 0 | 0 | 0 | 0 | 1 | 1 | 0 | 400 | 1 | 400 | 0 | 0 | 0 | 0 | 0 |  | 0 | 1 | 1 | 1 | 1 | 0 | 0
XJ | Xinjiang Hami (China Power Construction) wind farm | onshore_wind_turbine | 3805 | 5 | 0 | 0 | 0 | 0 | 0 | 1 | 0 | 0 | 0 | 0 | 0 | 1 | 1 | 0 | 600 | 1 | 600 | 0 | 0 | 0 | 0 | 0 |  | 0 | 1 | 1 | 1 | 1 | 0 | 0
XJ | Xinjiang Hami (China Power Investment) Guaranteed Offtake wind farm | onshore_wind_turbine | 3806 | 5 | 0 | 0 | 0 | 0 | 0 | 1 | 0 | 0 | 0 | 0 | 0 | 1 | 1 | 0 | 50 | 1 | 50 | 0 | 0 | 0 | 0 | 0 |  | 0 | 1 | 1 | 1 | 1 | 0 | 0
XJ | Xinjiang Hami - Zhengzhou Power Export (China Energy Investment) wind farm | onshore_wind_turbine | 3807 | 5 | 0 | 0 | 0 | 0 | 0 | 1 | 0 | 0 | 0 | 0 | 0 | 1 | 1 | 0 | 800 | 1 | 800 | 0 | 0 | 0 | 0 | 0 |  | 0 | 1 | 1 | 1 | 1 | 0 | 0
XJ | Xinjiang Hami Baishanquan and Yamansufen Distributed wind farms | onshore_wind_turbine | 3808 | 5 | 0 | 0 | 0 | 0 | 0 | 1 | 0 | 0 | 0 | 0 | 0 | 1 | 1 | 0 | 48 | 1 | 48 | 0 | 0 | 0 | 0 | 0 |  | 0 | 1 | 1 | 1 | 1 | 0 | 0
XJ | Xinjiang Hami Balikun (Yuanjing) wind farm | onshore_wind_turbine | 3809 | 5 | 0 | 0 | 0 | 0 | 0 | 1 | 0 | 0 | 0 | 0 | 0 | 1 | 1 | 0 | 400 | 1 | 400 | 0 | 0 | 0 | 0 | 0 |  | 0 | 1 | 1 | 1 | 1 | 0 | 0
XJ | Xinjiang Hami Balikun Distributed wind farm Phase 1 | onshore_wind_turbine | 3810 | 5 | 0 | 0 | 0 | 0 | 0 | 1 | 0 | 0 | 0 | 0 | 0 | 1 | 1 | 0 | 69 | 1 | 69 | 0 | 0 | 0 | 0 | 0 |  | 0 | 1 | 1 | 1 | 1 | 0 | 0
XJ | Xinjiang Hami Balikun Hongxing wind farm Phase 1 | onshore_wind_turbine | 3811 | 5 | 0 | 0 | 0 | 0 | 0 | 1 | 0 | 0 | 0 | 0 | 0 | 1 | 1 | 0 | 50 | 1 | 50 | 0 | 0 | 0 | 0 | 0 |  | 0 | 1 | 1 | 1 | 1 | 0 | 0
XJ | Xinjiang Hami Balikun Hongxing wind farm Phase 2 | onshore_wind_turbine | 3812 | 5 | 0 | 0 | 0 | 0 | 0 | 1 | 0 | 0 | 0 | 0 | 0 | 1 | 1 | 0 | 50 | 1 | 50 | 0 | 0 | 0 | 0 | 0 |  | 0 | 1 | 1 | 1 | 1 | 0 | 0
XJ | Xinjiang Hami Balikun Santanghu (Beijing Xuyanli/13Th Corps) wind farm | onshore_wind_turbine | 3813 | 5 | 0 | 0 | 0 | 0 | 0 | 1 | 0 | 0 | 0 | 0 | 0 | 1 | 1 | 0 | 300 | 1 | 300 | 0 | 0 | 0 | 0 | 0 |  | 0 | 1 | 1 | 1 | 1 | 0 | 0
XJ | Xinjiang Hami Balikun Santanghu (Datang) wind farm Phase 1 | onshore_wind_turbine | 3814 | 5 | 0 | 0 | 0 | 0 | 0 | 1 | 0 | 0 | 0 | 0 | 0 | 1 | 1 | 0 | 50 | 1 | 50 | 0 | 0 | 0 | 0 | 0 |  | 0 | 1 | 1 | 1 | 1 | 0 | 0
XJ | Xinjiang Hami Balikun Santanghu (Datang/13Th Corps) wind farm | onshore_wind_turbine | 3815 | 5 | 0 | 0 | 0 | 0 | 0 | 1 | 0 | 0 | 0 | 0 | 0 | 1 | 1 | 0 | 200 | 1 | 200 | 0 | 0 | 0 | 0 | 0 |  | 0 | 1 | 1 | 1 | 1 | 0 | 0
XJ | Xinjiang Hami Balikun Santanghu (Dongfang Minsheng) wind farm Phase 1 | onshore_wind_turbine | 3816 | 5 | 0 | 0 | 0 | 0 | 0 | 1 | 0 | 0 | 0 | 0 | 0 | 1 | 1 | 0 | 50 | 1 | 50 | 0 | 0 | 0 | 0 | 0 |  | 0 | 1 | 1 | 1 | 1 | 0 | 0
XJ | Xinjiang Hami Balikun Santanghu (Dongfang Minsheng) wind farm Phase 2 | onshore_wind_turbine | 3817 | 5 | 0 | 0 | 0 | 0 | 0 | 1 | 0 | 0 | 0 | 0 | 0 | 1 | 1 | 0 | 50 | 1 | 50 | 0 | 0 | 0 | 0 | 0 |  | 0 | 1 | 1 | 1 | 1 | 0 | 0
XJ | Xinjiang Hami Balikun Santanghu (Dongfang Minsheng) wind farm Phase 3 | onshore_wind_turbine | 3818 | 5 | 0 | 0 | 0 | 0 | 0 | 1 | 0 | 0 | 0 | 0 | 0 | 1 | 1 | 0 | 50 | 1 | 50 | 0 | 0 | 0 | 0 | 0 |  | 0 | 1 | 1 | 1 | 1 | 0 | 0
XJ | Xinjiang Hami Balikun Santanghu (Dongfang Minsheng) wind farm Phase 4 | onshore_wind_turbine | 3819 | 5 | 0 | 0 | 0 | 0 | 0 | 1 | 0 | 0 | 0 | 0 | 0 | 1 | 1 | 0 | 50 | 1 | 50 | 0 | 0 | 0 | 0 | 0 |  | 0 | 1 | 1 | 1 | 1 | 0 | 0
XJ | Xinjiang Hami Balikun Santanghu (Donghao/13Th Corps) wind farm | onshore_wind_turbine | 3820 | 5 | 0 | 0 | 0 | 0 | 0 | 1 | 0 | 0 | 0 | 0 | 0 | 1 | 1 | 0 | 50 | 1 | 50 | 0 | 0 | 0 | 0 | 0 |  | 0 | 1 | 1 | 1 | 1 | 0 | 0
XJ | Xinjiang Hami Balikun Santanghu (Donghao/13Th Corps) wind farm Phase 2 | onshore_wind_turbine | 3821 | 5 | 0 | 0 | 0 | 0 | 0 | 1 | 0 | 0 | 0 | 0 | 0 | 1 | 1 | 0 | 50 | 1 | 50 | 0 | 0 | 0 | 0 | 0 |  | 0 | 1 | 1 | 1 | 1 | 0 | 0
XJ | Xinjiang Hami Balikun Santanghu (Fengyuan) wind farm | onshore_wind_turbine | 3822 | 5 | 0 | 0 | 0 | 0 | 0 | 1 | 0 | 0 | 0 | 0 | 0 | 1 | 1 | 0 | 50 | 1 | 50 | 0 | 0 | 0 | 0 | 0 |  | 0 | 1 | 1 | 1 | 1 | 0 | 0
XJ | Xinjiang Hami Balikun Santanghu (Guodian) wind farm Phase 1 | onshore_wind_turbine | 3823 | 5 | 0 | 0 | 0 | 0 | 0 | 1 | 0 | 0 | 0 | 0 | 0 | 1 | 1 | 0 | 50 | 1 | 50 | 0 | 0 | 0 | 0 | 0 |  | 0 | 1 | 1 | 1 | 1 | 0 | 0
XJ | Xinjiang Hami Balikun Santanghu (Guodian) wind farm Phase 2 | onshore_wind_turbine | 3824 | 5 | 0 | 0 | 0 | 0 | 0 | 1 | 0 | 0 | 0 | 0 | 0 | 1 | 1 | 0 | 50 | 1 | 50 | 0 | 0 | 0 | 0 | 0 |  | 0 | 1 | 1 | 1 | 1 | 0 | 0
XJ | Xinjiang Hami Balikun Santanghu (Guodian/13Th Corps) wind farm | onshore_wind_turbine | 3825 | 5 | 0 | 0 | 0 | 0 | 0 | 1 | 0 | 0 | 0 | 0 | 0 | 1 | 1 | 0 | 50 | 1 | 50 | 0 | 0 | 0 | 0 | 0 |  | 0 | 1 | 1 | 1 | 1 | 0 | 0
XJ | Xinjiang Hami Balikun Santanghu (Haixin/13Th Corps) wind farm | onshore_wind_turbine | 3826 | 5 | 0 | 0 | 0 | 0 | 0 | 1 | 0 | 0 | 0 | 0 | 0 | 1 | 1 | 0 | 99 | 1 | 99 | 0 | 0 | 0 | 0 | 0 |  | 0 | 1 | 1 | 1 | 1 | 0 | 0
XJ | Xinjiang Hami Balikun Santanghu (Longyuan) wind farm Phase 1 | onshore_wind_turbine | 3827 | 5 | 0 | 0 | 0 | 0 | 0 | 1 | 0 | 0 | 0 | 0 | 0 | 1 | 1 | 0 | 50 | 1 | 50 | 0 | 0 | 0 | 0 | 0 |  | 0 | 1 | 1 | 1 | 1 | 0 | 0
XJ | Xinjiang Hami Balikun Santanghu (Longyuan) wind farm Phase 2 | onshore_wind_turbine | 3828 | 5 | 0 | 0 | 0 | 0 | 0 | 1 | 0 | 0 | 0 | 0 | 0 | 1 | 1 | 0 | 50 | 1 | 50 | 0 | 0 | 0 | 0 | 0 |  | 0 | 1 | 1 | 1 | 1 | 0 | 0
XJ | Xinjiang Hami Balikun Santanghu (Longyuan) wind farm Phase 3 | onshore_wind_turbine | 3829 | 5 | 0 | 0 | 0 | 0 | 0 | 1 | 0 | 0 | 0 | 0 | 0 | 1 | 1 | 0 | 50 | 1 | 50 | 0 | 0 | 0 | 0 | 0 |  | 0 | 1 | 1 | 1 | 1 | 0 | 0
XJ | Xinjiang Hami Balikun Santanghu (Longyuan) wind farm Phase 4 | onshore_wind_turbine | 3830 | 5 | 0 | 0 | 0 | 0 | 0 | 1 | 0 | 0 | 0 | 0 | 0 | 1 | 1 | 0 | 50 | 1 | 50 | 0 | 0 | 0 | 0 | 0 |  | 0 | 1 | 1 | 1 | 1 | 0 | 0
XJ | Xinjiang Hami Balikun Santanghu (State Development Investment) wind farm Phase 1 | onshore_wind_turbine | 3831 | 5 | 0 | 0 | 0 | 0 | 0 | 1 | 0 | 0 | 0 | 0 | 0 | 1 | 1 | 0 | 50 | 1 | 50 | 0 | 0 | 0 | 0 | 0 |  | 0 | 1 | 1 | 1 | 1 | 0 | 0
XJ | Xinjiang Hami Balikun Santanghu (Xinjiang New Energy) wind farm Phase 1 | onshore_wind_turbine | 3832 | 5 | 0 | 0 | 0 | 0 | 0 | 1 | 0 | 0 | 0 | 0 | 0 | 1 | 1 | 0 | 50 | 1 | 50 | 0 | 0 | 0 | 0 | 0 |  | 0 | 1 | 1 | 1 | 1 | 0 | 0
XJ | Xinjiang Hami Balikun Santanghu First Area A wind farm | onshore_wind_turbine | 3833 | 5 | 0 | 0 | 0 | 0 | 0 | 1 | 0 | 0 | 0 | 0 | 0 | 1 | 1 | 0 | 200 | 1 | 200 | 0 | 0 | 0 | 0 | 0 |  | 0 | 1 | 1 | 1 | 1 | 0 | 0
XJ | Xinjiang Hami Balikun Santanghu First Area B wind farm | onshore_wind_turbine | 3834 | 5 | 0 | 0 | 0 | 0 | 0 | 1 | 0 | 0 | 0 | 0 | 0 | 1 | 1 | 0 | 201 | 1 | 201 | 0 | 0 | 0 | 0 | 0 |  | 0 | 1 | 1 | 1 | 1 | 0 | 0
XJ | Xinjiang Hami Balikun Santanghu First Area C wind farm | onshore_wind_turbine | 3835 | 5 | 0 | 0 | 0 | 0 | 0 | 1 | 0 | 0 | 0 | 0 | 0 | 1 | 1 | 0 | 201 | 1 | 201 | 0 | 0 | 0 | 0 | 0 |  | 0 | 1 | 1 | 1 | 1 | 0 | 0
XJ | Xinjiang Hami Balikun Santanghu First Area D wind farm | onshore_wind_turbine | 3836 | 5 | 0 | 0 | 0 | 0 | 0 | 1 | 0 | 0 | 0 | 0 | 0 | 1 | 1 | 0 | 200 | 1 | 200 | 0 | 0 | 0 | 0 | 0 |  | 0 | 1 | 1 | 1 | 1 | 0 | 0
XJ | Xinjiang Hami Balikun Santanghu Third Area A wind farm | onshore_wind_turbine | 3837 | 5 | 0 | 0 | 0 | 0 | 0 | 1 | 0 | 0 | 0 | 0 | 0 | 1 | 1 | 0 | 201 | 1 | 201 | 0 | 0 | 0 | 0 | 0 |  | 0 | 1 | 1 | 1 | 1 | 0 | 0
XJ | Xinjiang Hami Balikun Santanghu Third Area B wind farm | onshore_wind_turbine | 3838 | 5 | 0 | 0 | 0 | 0 | 0 | 1 | 0 | 0 | 0 | 0 | 0 | 1 | 1 | 0 | 200 | 1 | 200 | 0 | 0 | 0 | 0 | 0 |  | 0 | 1 | 1 | 1 | 1 | 0 | 0
XJ | Xinjiang Hami Balikun Santanghu Third Area C wind farm | onshore_wind_turbine | 3839 | 5 | 0 | 0 | 0 | 0 | 0 | 1 | 0 | 0 | 0 | 0 | 0 | 1 | 1 | 0 | 200 | 1 | 200 | 0 | 0 | 0 | 0 | 0 |  | 0 | 1 | 1 | 1 | 1 | 0 | 0
XJ | Xinjiang Hami Balikun Santanghu Third Area D wind farm | onshore_wind_turbine | 3840 | 5 | 0 | 0 | 0 | 0 | 0 | 1 | 0 | 0 | 0 | 0 | 0 | 1 | 1 | 0 | 100 | 1 | 100 | 0 | 0 | 0 | 0 | 0 |  | 0 | 1 | 1 | 1 | 1 | 0 | 0
XJ | Xinjiang Hami Balikun Thirteen Division Hongxing No.1 Pasture wind farm | onshore_wind_turbine | 3841 | 5 | 0 | 0 | 0 | 0 | 0 | 1 | 0 | 0 | 0 | 0 | 0 | 1 | 1 | 0 | 50 | 1 | 50 | 0 | 0 | 0 | 0 | 0 |  | 0 | 1 | 1 | 1 | 1 | 0 | 0
XJ | Xinjiang Hami Balikun Thirteen Division Hongxing No.1 Pasture wind farm Phase 2 | onshore_wind_turbine | 3842 | 5 | 0 | 0 | 0 | 0 | 0 | 1 | 0 | 0 | 0 | 0 | 0 | 1 | 1 | 0 | 50 | 1 | 50 | 0 | 0 | 0 | 0 | 0 |  | 0 | 1 | 1 | 1 | 1 | 0 | 0
XJ | Xinjiang Hami Barköl Santanghu First (Huaneng) wind farm Phase 1 | onshore_wind_turbine | 3843 | 5 | 0 | 0 | 0 | 0 | 0 | 1 | 0 | 0 | 0 | 0 | 0 | 1 | 1 | 0 | 50 | 1 | 50 | 0 | 0 | 0 | 0 | 0 |  | 0 | 1 | 1 | 1 | 1 | 0 | 0
XJ | Xinjiang Hami Barköl Santanghu First (Huaneng) wind farm Phase 2 | onshore_wind_turbine | 3844 | 5 | 0 | 0 | 0 | 0 | 0 | 1 | 0 | 0 | 0 | 0 | 0 | 1 | 1 | 0 | 50 | 1 | 50 | 0 | 0 | 0 | 0 | 0 |  | 0 | 1 | 1 | 1 | 1 | 0 | 0
XJ | Xinjiang Hami Dananhu Power Plant Flexible Operation wind farm | onshore_wind_turbine | 3845 | 5 | 0 | 0 | 0 | 0 | 0 | 1 | 0 | 0 | 0 | 0 | 0 | 1 | 1 | 0 | 240 | 1 | 240 | 0 | 0 | 0 | 0 | 0 |  | 0 | 1 | 1 | 1 | 1 | 0 | 0
XJ | Xinjiang Hami Jingxia 1 Area A wind farm | onshore_wind_turbine | 3846 | 5 | 0 | 0 | 0 | 0 | 0 | 1 | 0 | 0 | 0 | 0 | 0 | 1 | 1 | 0 | 201 | 1 | 201 | 0 | 0 | 0 | 0 | 0 |  | 0 | 1 | 1 | 1 | 1 | 0 | 0
XJ | Xinjiang Hami Jingxia 1 Area B wind farm | onshore_wind_turbine | 3847 | 5 | 0 | 0 | 0 | 0 | 0 | 1 | 0 | 0 | 0 | 0 | 0 | 1 | 1 | 0 | 200 | 1 | 200 | 0 | 0 | 0 | 0 | 0 |  | 0 | 1 | 1 | 1 | 1 | 0 | 0
XJ | Xinjiang Hami Jingxia 2 Area A wind farm | onshore_wind_turbine | 3848 | 5 | 0 | 0 | 0 | 0 | 0 | 1 | 0 | 0 | 0 | 0 | 0 | 1 | 1 | 0 | 200 | 1 | 200 | 0 | 0 | 0 | 0 | 0 |  | 0 | 1 | 1 | 1 | 1 | 0 | 0
XJ | Xinjiang Hami Jingxia 2 Area B wind farm | onshore_wind_turbine | 3849 | 5 | 0 | 0 | 0 | 0 | 0 | 1 | 0 | 0 | 0 | 0 | 0 | 1 | 1 | 0 | 201 | 1 | 201 | 0 | 0 | 0 | 0 | 0 |  | 0 | 1 | 1 | 1 | 1 | 0 | 0
XJ | Xinjiang Hami Jingxia 2 Area C wind farm North | onshore_wind_turbine | 3850 | 5 | 0 | 0 | 0 | 0 | 0 | 1 | 0 | 0 | 0 | 0 | 0 | 1 | 1 | 0 | 100 | 1 | 100 | 0 | 0 | 0 | 0 | 0 |  | 0 | 1 | 1 | 1 | 1 | 0 | 0
XJ | Xinjiang Hami Jingxia 2 Area C wind farm South | onshore_wind_turbine | 3851 | 5 | 0 | 0 | 0 | 0 | 0 | 1 | 0 | 0 | 0 | 0 | 0 | 1 | 1 | 0 | 100 | 1 | 100 | 0 | 0 | 0 | 0 | 0 |  | 0 | 1 | 1 | 1 | 1 | 0 | 0
XJ | Xinjiang Hami Jingxia 3 Area A wind farm | onshore_wind_turbine | 3852 | 5 | 0 | 0 | 0 | 0 | 0 | 1 | 0 | 0 | 0 | 0 | 0 | 1 | 1 | 0 | 200 | 1 | 200 | 0 | 0 | 0 | 0 | 0 |  | 0 | 1 | 1 | 1 | 1 | 0 | 0
XJ | Xinjiang Hami Jingxia 3 Area B wind farm | onshore_wind_turbine | 3853 | 5 | 0 | 0 | 0 | 0 | 0 | 1 | 0 | 0 | 0 | 0 | 0 | 1 | 1 | 0 | 200 | 1 | 200 | 0 | 0 | 0 | 0 | 0 |  | 0 | 1 | 1 | 1 | 1 | 0 | 0
XJ | Xinjiang Hami Jingxia 4 Areas A, B, And C wind farm | onshore_wind_turbine | 3854 | 5 | 0 | 0 | 0 | 0 | 0 | 1 | 0 | 0 | 0 | 0 | 0 | 1 | 1 | 0 | 600 | 1 | 600 | 0 | 0 | 0 | 0 | 0 |  | 0 | 1 | 1 | 1 | 1 | 0 | 0
XJ | Xinjiang Hami Jingxia 5 Area A wind farm | onshore_wind_turbine | 3855 | 5 | 0 | 0 | 0 | 0 | 0 | 1 | 0 | 0 | 0 | 0 | 0 | 1 | 1 | 0 | 300 | 1 | 300 | 0 | 0 | 0 | 0 | 0 |  | 0 | 1 | 1 | 1 | 1 | 0 | 0
XJ | Xinjiang Hami Jingxia 5 Area B wind farm | onshore_wind_turbine | 3856 | 5 | 0 | 0 | 0 | 0 | 0 | 1 | 0 | 0 | 0 | 0 | 0 | 1 | 1 | 0 | 100 | 1 | 100 | 0 | 0 | 0 | 0 | 0 |  | 0 | 1 | 1 | 1 | 1 | 0 | 0
XJ | Xinjiang Hami Jingxia 6 Area A wind farm | onshore_wind_turbine | 3857 | 5 | 0 | 0 | 0 | 0 | 0 | 1 | 0 | 0 | 0 | 0 | 0 | 1 | 1 | 0 | 200 | 1 | 200 | 0 | 0 | 0 | 0 | 0 |  | 0 | 1 | 1 | 1 | 1 | 0 | 0
XJ | Xinjiang Hami Jingxia 6 Area B wind farm | onshore_wind_turbine | 3858 | 5 | 0 | 0 | 0 | 0 | 0 | 1 | 0 | 0 | 0 | 0 | 0 | 1 | 1 | 0 | 200 | 1 | 200 | 0 | 0 | 0 | 0 | 0 |  | 0 | 1 | 1 | 1 | 1 | 0 | 0
XJ | Xinjiang Hami Jingxiaxi (Guohua) wind farm | onshore_wind_turbine | 3859 | 5 | 0 | 0 | 0 | 0 | 0 | 1 | 0 | 0 | 0 | 0 | 0 | 1 | 1 | 0 | 200 | 1 | 200 | 0 | 0 | 0 | 0 | 0 |  | 0 | 1 | 1 | 1 | 1 | 0 | 0
XJ | Xinjiang Hami Kushui 1 wind farm | onshore_wind_turbine | 3860 | 5 | 0 | 0 | 0 | 0 | 0 | 1 | 0 | 0 | 0 | 0 | 0 | 1 | 1 | 0 | 201 | 1 | 201 | 0 | 0 | 0 | 0 | 0 |  | 0 | 1 | 1 | 1 | 1 | 0 | 0
XJ | Xinjiang Hami Kushui 2 wind farm | onshore_wind_turbine | 3861 | 5 | 0 | 0 | 0 | 0 | 0 | 1 | 0 | 0 | 0 | 0 | 0 | 1 | 1 | 0 | 201 | 1 | 201 | 0 | 0 | 0 | 0 | 0 |  | 0 | 1 | 1 | 1 | 1 | 0 | 0
XJ | Xinjiang Hami Kushui 3 wind farm | onshore_wind_turbine | 3862 | 5 | 0 | 0 | 0 | 0 | 0 | 1 | 0 | 0 | 0 | 0 | 0 | 1 | 1 | 0 | 201 | 1 | 201 | 0 | 0 | 0 | 0 | 0 |  | 0 | 1 | 1 | 1 | 1 | 0 | 0
XJ | Xinjiang Hami Kushui 4 wind farm | onshore_wind_turbine | 3863 | 5 | 0 | 0 | 0 | 0 | 0 | 1 | 0 | 0 | 0 | 0 | 0 | 1 | 1 | 0 | 200 | 1 | 200 | 0 | 0 | 0 | 0 | 0 |  | 0 | 1 | 1 | 1 | 1 | 0 | 0
XJ | Xinjiang Hami Naomaohu (Datang) wind farm | onshore_wind_turbine | 3864 | 5 | 0 | 0 | 0 | 0 | 0 | 1 | 0 | 0 | 0 | 0 | 0 | 1 | 1 | 0 | 200 | 1 | 200 | 0 | 0 | 0 | 0 | 0 |  | 0 | 1 | 1 | 1 | 1 | 0 | 0
XJ | Xinjiang Hami Naomaohu (Dun'An) wind farm Phase 1 | onshore_wind_turbine | 3865 | 5 | 0 | 0 | 0 | 0 | 0 | 1 | 0 | 0 | 0 | 0 | 0 | 1 | 1 | 0 | 48 | 1 | 48 | 0 | 0 | 0 | 0 | 0 |  | 0 | 1 | 1 | 1 | 1 | 0 | 0
XJ | Xinjiang Hami Naomaohu (Huadian) wind farm Phase 1 | onshore_wind_turbine | 3866 | 5 | 0 | 0 | 0 | 0 | 0 | 1 | 0 | 0 | 0 | 0 | 0 | 1 | 1 | 0 | 50 | 1 | 50 | 0 | 0 | 0 | 0 | 0 |  | 0 | 1 | 1 | 1 | 1 | 0 | 0
XJ | Xinjiang Hami Naomaohu (State Development Investment) wind farm Phase 1 | onshore_wind_turbine | 3867 | 5 | 0 | 0 | 0 | 0 | 0 | 1 | 0 | 0 | 0 | 0 | 0 | 1 | 1 | 0 | 50 | 1 | 50 | 0 | 0 | 0 | 0 | 0 |  | 0 | 1 | 1 | 1 | 1 | 0 | 0
XJ | Xinjiang Hami Naomaohu (Tianrun) wind farm Phase 1 | onshore_wind_turbine | 3868 | 5 | 0 | 0 | 0 | 0 | 0 | 1 | 0 | 0 | 0 | 0 | 0 | 1 | 1 | 0 | 50 | 1 | 50 | 0 | 0 | 0 | 0 | 0 |  | 0 | 1 | 1 | 1 | 1 | 0 | 0
XJ | Xinjiang Hami Naomaohu (Tianrun) wind farm Phase 2 | onshore_wind_turbine | 3869 | 5 | 0 | 0 | 0 | 0 | 0 | 1 | 0 | 0 | 0 | 0 | 0 | 1 | 1 | 0 | 50 | 1 | 50 | 0 | 0 | 0 | 0 | 0 |  | 0 | 1 | 1 | 1 | 1 | 0 | 0
XJ | Xinjiang Hami Naomaohu Guaranteed Offtake wind farm | onshore_wind_turbine | 3870 | 5 | 0 | 0 | 0 | 0 | 0 | 1 | 0 | 0 | 0 | 0 | 0 | 1 | 1 | 0 | 50 | 1 | 50 | 0 | 0 | 0 | 0 | 0 |  | 0 | 1 | 1 | 1 | 1 | 0 | 0
XJ | Xinjiang Hami Santanghu (China Resources) 1000 MW wind farm | onshore_wind_turbine | 3871 | 5 | 0 | 0 | 0 | 0 | 0 | 1 | 0 | 0 | 0 | 0 | 0 | 1 | 1 | 0 | 1000 | 1 | 1000 | 0 | 0 | 0 | 0 | 0 |  | 0 | 1 | 1 | 1 | 1 | 0 | 0
XJ | Xinjiang Hami Shisanjianfang "Guaranteed Off-Take" (China Energy Construction) wind farm Phase 1 | onshore_wind_turbine | 3872 | 5 | 0 | 0 | 0 | 0 | 0 | 1 | 0 | 0 | 0 | 0 | 0 | 1 | 1 | 0 | 50 | 1 | 50 | 0 | 0 | 0 | 0 | 0 |  | 0 | 1 | 1 | 1 | 1 | 0 | 0
XJ | Xinjiang Hami Shisanjianfang (China Guangdog Nuclear) wind farm | onshore_wind_turbine | 3873 | 5 | 0 | 0 | 0 | 0 | 0 | 1 | 0 | 0 | 0 | 0 | 0 | 1 | 1 | 0 | 50 | 1 | 50 | 0 | 0 | 0 | 0 | 0 |  | 0 | 1 | 1 | 1 | 1 | 0 | 0
XJ | Xinjiang Hami Shisanjianfang (China Ship-Building) wind farm | onshore_wind_turbine | 3874 | 5 | 0 | 0 | 0 | 0 | 0 | 1 | 0 | 0 | 0 | 0 | 0 | 1 | 1 | 0 | 1000 | 1 | 1000 | 0 | 0 | 0 | 0 | 0 |  | 0 | 1 | 1 | 1 | 1 | 0 | 0
XJ | Xinjiang Hami Shisanjianfang (Guangdong Hydro) wind farm Phase 1 | onshore_wind_turbine | 3875 | 5 | 0 | 0 | 0 | 0 | 0 | 1 | 0 | 0 | 0 | 0 | 0 | 1 | 1 | 0 | 50 | 1 | 50 | 0 | 0 | 0 | 0 | 0 |  | 0 | 1 | 1 | 1 | 1 | 0 | 0
XJ | Xinjiang Hami Shisanjianfang (Guotou) wind farm Phase 1 | onshore_wind_turbine | 3876 | 5 | 0 | 0 | 0 | 0 | 0 | 1 | 0 | 0 | 0 | 0 | 0 | 1 | 1 | 0 | 50 | 1 | 50 | 0 | 0 | 0 | 0 | 0 |  | 0 | 1 | 1 | 1 | 1 | 0 | 0
XJ | Xinjiang Hami Shisanjianfang (Guotou) wind farm Phase 2 | onshore_wind_turbine | 3877 | 5 | 0 | 0 | 0 | 0 | 0 | 1 | 0 | 0 | 0 | 0 | 0 | 1 | 1 | 0 | 50 | 1 | 50 | 0 | 0 | 0 | 0 | 0 |  | 0 | 1 | 1 | 1 | 1 | 0 | 0
XJ | Xinjiang Hami Shisanjianfang (Huadian) wind farm Phase 1 | onshore_wind_turbine | 3878 | 5 | 0 | 0 | 0 | 0 | 0 | 1 | 0 | 0 | 0 | 0 | 0 | 1 | 1 | 0 | 50 | 1 | 50 | 0 | 0 | 0 | 0 | 0 |  | 0 | 1 | 1 | 1 | 1 | 0 | 0
XJ | Xinjiang Hami Shisanjianfang (Huadian) wind farm Phase 2 | onshore_wind_turbine | 3879 | 5 | 0 | 0 | 0 | 0 | 0 | 1 | 0 | 0 | 0 | 0 | 0 | 1 | 1 | 0 | 50 | 1 | 50 | 0 | 0 | 0 | 0 | 0 |  | 0 | 1 | 1 | 1 | 1 | 0 | 0
XJ | Xinjiang Hami Shisanjianfang (Huadian) wind farm Phase 3 | onshore_wind_turbine | 3880 | 5 | 0 | 0 | 0 | 0 | 0 | 1 | 0 | 0 | 0 | 0 | 0 | 1 | 1 | 0 | 50 | 1 | 50 | 0 | 0 | 0 | 0 | 0 |  | 0 | 1 | 1 | 1 | 1 | 0 | 0
XJ | Xinjiang Hami Shisanjianfang (Huadian) wind farm Phase 4 | onshore_wind_turbine | 3881 | 5 | 0 | 0 | 0 | 0 | 0 | 1 | 0 | 0 | 0 | 0 | 0 | 1 | 1 | 0 | 50 | 1 | 50 | 0 | 0 | 0 | 0 | 0 |  | 0 | 1 | 1 | 1 | 1 | 0 | 0
XJ | Xinjiang Hami Shisanjianfang (Luneng) wind farm Phase 1 | onshore_wind_turbine | 3882 | 5 | 0 | 0 | 0 | 0 | 0 | 1 | 0 | 0 | 0 | 0 | 0 | 1 | 1 | 0 | 50 | 1 | 50 | 0 | 0 | 0 | 0 | 0 |  | 0 | 1 | 1 | 1 | 1 | 0 | 0
XJ | Xinjiang Hami Shisanjianfang (Ruineng) wind farm | onshore_wind_turbine | 3883 | 5 | 0 | 0 | 0 | 0 | 0 | 1 | 0 | 0 | 0 | 0 | 0 | 1 | 1 | 0 | 50 | 1 | 50 | 0 | 0 | 0 | 0 | 0 |  | 0 | 1 | 1 | 1 | 1 | 0 | 0
XJ | Xinjiang Hami Shisanjianfang (State Power Investment) wind farm Phase 1 | onshore_wind_turbine | 3884 | 5 | 0 | 0 | 0 | 0 | 0 | 1 | 0 | 0 | 0 | 0 | 0 | 1 | 1 | 0 | 50 | 1 | 50 | 0 | 0 | 0 | 0 | 0 |  | 0 | 1 | 1 | 1 | 1 | 0 | 0
XJ | Xinjiang Hami Shisanjianfang (TBEA) wind farm Phase 1 | onshore_wind_turbine | 3885 | 5 | 0 | 0 | 0 | 0 | 0 | 1 | 0 | 0 | 0 | 0 | 0 | 1 | 1 | 0 | 49.5 | 1 | 49.5 | 0 | 0 | 0 | 0 | 0 |  | 0 | 1 | 1 | 1 | 1 | 0 | 0
XJ | Xinjiang Hami Shisanjianfang (Three Gorges) wind farm | onshore_wind_turbine | 3886 | 5 | 0 | 0 | 0 | 0 | 0 | 1 | 0 | 0 | 0 | 0 | 0 | 1 | 1 | 0 | 50 | 1 | 50 | 0 | 0 | 0 | 0 | 0 |  | 0 | 1 | 1 | 1 | 1 | 0 | 0
XJ | Xinjiang Hami Shisanjianfang (Tianrun) wind farm Phase 1 | onshore_wind_turbine | 3887 | 5 | 0 | 0 | 0 | 0 | 0 | 1 | 0 | 0 | 0 | 0 | 0 | 1 | 1 | 0 | 50 | 1 | 50 | 0 | 0 | 0 | 0 | 0 |  | 0 | 1 | 1 | 1 | 1 | 0 | 0
XJ | Xinjiang Hami Shisanjianfang (Tianrun) wind farm Phase 2 | onshore_wind_turbine | 3888 | 5 | 0 | 0 | 0 | 0 | 0 | 1 | 0 | 0 | 0 | 0 | 0 | 1 | 1 | 0 | 50 | 1 | 50 | 0 | 0 | 0 | 0 | 0 |  | 0 | 1 | 1 | 1 | 1 | 0 | 0
XJ | Xinjiang Hami Shisanjianfang (Tianrun) wind farm Phase 3 | onshore_wind_turbine | 3889 | 5 | 0 | 0 | 0 | 0 | 0 | 1 | 0 | 0 | 0 | 0 | 0 | 1 | 1 | 0 | 50 | 1 | 50 | 0 | 0 | 0 | 0 | 0 |  | 0 | 1 | 1 | 1 | 1 | 0 | 0
XJ | Xinjiang Hami Shisanjianfang (Tianrun) wind farm Phase 4 | onshore_wind_turbine | 3890 | 5 | 0 | 0 | 0 | 0 | 0 | 1 | 0 | 0 | 0 | 0 | 0 | 1 | 1 | 0 | 50 | 1 | 50 | 0 | 0 | 0 | 0 | 0 |  | 0 | 1 | 1 | 1 | 1 | 0 | 0
XJ | Xinjiang Hami Shisanjianfang (Tianrun) wind farm Phase 5 | onshore_wind_turbine | 3891 | 5 | 0 | 0 | 0 | 0 | 0 | 1 | 0 | 0 | 0 | 0 | 0 | 1 | 1 | 0 | 50 | 1 | 50 | 0 | 0 | 0 | 0 | 0 |  | 0 | 1 | 1 | 1 | 1 | 0 | 0
XJ | Xinjiang Hami Shisanjianfang (Xinjiang New Energy) wind farm | onshore_wind_turbine | 3892 | 5 | 0 | 0 | 0 | 0 | 0 | 1 | 0 | 0 | 0 | 0 | 0 | 1 | 1 | 0 | 50 | 1 | 50 | 0 | 0 | 0 | 0 | 0 |  | 0 | 1 | 1 | 1 | 1 | 0 | 0
XJ | Xinjiang Hami Shisanjianfang (Xinyue) wind farm Phase 1 | onshore_wind_turbine | 3893 | 5 | 0 | 0 | 0 | 0 | 0 | 1 | 0 | 0 | 0 | 0 | 0 | 1 | 1 | 0 | 50 | 1 | 50 | 0 | 0 | 0 | 0 | 0 |  | 0 | 1 | 1 | 1 | 1 | 0 | 0
XJ | Xinjiang Hami Yandun 1 wind farm | onshore_wind_turbine | 3894 | 5 | 0 | 0 | 0 | 0 | 0 | 1 | 0 | 0 | 0 | 0 | 0 | 1 | 1 | 0 | 200 | 1 | 200 | 0 | 0 | 0 | 0 | 0 |  | 0 | 1 | 1 | 1 | 1 | 0 | 0
XJ | Xinjiang Hami Yandun 2 wind farm | onshore_wind_turbine | 3895 | 5 | 0 | 0 | 0 | 0 | 0 | 1 | 0 | 0 | 0 | 0 | 0 | 1 | 1 | 0 | 200 | 1 | 200 | 0 | 0 | 0 | 0 | 0 |  | 0 | 1 | 1 | 1 | 1 | 0 | 0
XJ | Xinjiang Hami Yandun 3 wind farm | onshore_wind_turbine | 3896 | 5 | 0 | 0 | 0 | 0 | 0 | 1 | 0 | 0 | 0 | 0 | 0 | 1 | 1 | 0 | 200 | 1 | 200 | 0 | 0 | 0 | 0 | 0 |  | 0 | 1 | 1 | 1 | 1 | 0 | 0
XJ | Xinjiang Hami Yandun 4 wind farm | onshore_wind_turbine | 3897 | 5 | 0 | 0 | 0 | 0 | 0 | 1 | 0 | 0 | 0 | 0 | 0 | 1 | 1 | 0 | 201 | 1 | 201 | 0 | 0 | 0 | 0 | 0 |  | 0 | 1 | 1 | 1 | 1 | 0 | 0
XJ | Xinjiang Hami Yandun 5 wind farm | onshore_wind_turbine | 3898 | 5 | 0 | 0 | 0 | 0 | 0 | 1 | 0 | 0 | 0 | 0 | 0 | 1 | 1 | 0 | 200 | 1 | 200 | 0 | 0 | 0 | 0 | 0 |  | 0 | 1 | 1 | 1 | 1 | 0 | 0
XJ | Xinjiang Hami Yandun 6 wind farm | onshore_wind_turbine | 3899 | 5 | 0 | 0 | 0 | 0 | 0 | 1 | 0 | 0 | 0 | 0 | 0 | 1 | 1 | 0 | 200 | 1 | 200 | 0 | 0 | 0 | 0 | 0 |  | 0 | 1 | 1 | 1 | 1 | 0 | 0
XJ | Xinjiang Hami Yandun 7 Area A wind farm | onshore_wind_turbine | 3900 | 5 | 0 | 0 | 0 | 0 | 0 | 1 | 0 | 0 | 0 | 0 | 0 | 1 | 1 | 0 | 200 | 1 | 200 | 0 | 0 | 0 | 0 | 0 |  | 0 | 1 | 1 | 1 | 1 | 0 | 0
XJ | Xinjiang Hami Yandun 7 Area B wind farm | onshore_wind_turbine | 3901 | 5 | 0 | 0 | 0 | 0 | 0 | 1 | 0 | 0 | 0 | 0 | 0 | 1 | 1 | 0 | 200 | 1 | 200 | 0 | 0 | 0 | 0 | 0 |  | 0 | 1 | 1 | 1 | 1 | 0 | 0
XJ | Xinjiang Hami Yandun 7 Area C wind farm | onshore_wind_turbine | 3902 | 5 | 0 | 0 | 0 | 0 | 0 | 1 | 0 | 0 | 0 | 0 | 0 | 1 | 1 | 0 | 200 | 1 | 200 | 0 | 0 | 0 | 0 | 0 |  | 0 | 1 | 1 | 1 | 1 | 0 | 0
XJ | Xinjiang Hami Yandun 8 Area A wind farm | onshore_wind_turbine | 3903 | 5 | 0 | 0 | 0 | 0 | 0 | 1 | 0 | 0 | 0 | 0 | 0 | 1 | 1 | 0 | 200 | 1 | 200 | 0 | 0 | 0 | 0 | 0 |  | 0 | 1 | 1 | 1 | 1 | 0 | 0
XJ | Xinjiang Hami Yandun 8 Area B wind farm | onshore_wind_turbine | 3904 | 5 | 0 | 0 | 0 | 0 | 0 | 1 | 0 | 0 | 0 | 0 | 0 | 1 | 1 | 0 | 200 | 1 | 200 | 0 | 0 | 0 | 0 | 0 |  | 0 | 1 | 1 | 1 | 1 | 0 | 0
XJ | Xinjiang Hami Yandun 8 Area C wind farm | onshore_wind_turbine | 3905 | 5 | 0 | 0 | 0 | 0 | 0 | 1 | 0 | 0 | 0 | 0 | 0 | 1 | 1 | 0 | 200 | 1 | 200 | 0 | 0 | 0 | 0 | 0 |  | 0 | 1 | 1 | 1 | 1 | 0 | 0
XJ | Xinjiang Hami Yandun Industrial Park Low Carbon Transformation wind farm | onshore_wind_turbine | 3906 | 5 | 0 | 0 | 0 | 0 | 0 | 1 | 0 | 0 | 0 | 0 | 0 | 1 | 1 | 0 | 200 | 1 | 200 | 0 | 0 | 0 | 0 | 0 |  | 0 | 1 | 1 | 1 | 1 | 0 | 0
XJ | Xinjiang Jeminay Xinte wind farm Phase 1 | onshore_wind_turbine | 3907 | 5 | 0 | 0 | 0 | 0 | 0 | 1 | 0 | 0 | 0 | 0 | 0 | 1 | 1 | 0 | 50 | 1 | 50 | 0 | 0 | 0 | 0 | 0 |  | 0 | 1 | 1 | 1 | 1 | 0 | 0
XJ | Xinjiang Jimunai Distributed (China Guangdong Nuclear) wind farm | onshore_wind_turbine | 3908 | 5 | 0 | 0 | 0 | 0 | 0 | 1 | 0 | 0 | 0 | 0 | 0 | 1 | 1 | 0 | 36 | 1 | 36 | 0 | 0 | 0 | 0 | 0 |  | 0 | 1 | 1 | 1 | 1 | 0 | 0
XJ | Xinjiang Jimunai Kalasu wind farm | onshore_wind_turbine | 3909 | 5 | 0 | 0 | 0 | 0 | 0 | 1 | 0 | 0 | 0 | 0 | 0 | 1 | 1 | 0 | 40 | 1 | 40 | 0 | 0 | 0 | 0 | 0 |  | 0 | 1 | 1 | 1 | 1 | 0 | 0
XJ | Xinjiang Jimunai Wind/Storage/Load Complex wind farm Phase 1 | onshore_wind_turbine | 3910 | 5 | 0 | 0 | 0 | 0 | 0 | 1 | 0 | 0 | 0 | 0 | 0 | 1 | 1 | 0 | 390 | 1 | 390 | 0 | 0 | 0 | 0 | 0 |  | 0 | 1 | 1 | 1 | 1 | 0 | 0
XJ | Xinjiang Karamay Source/Grid//Load/Storage Complex wind farm | onshore_wind_turbine | 3911 | 5 | 0 | 0 | 0 | 0 | 0 | 1 | 0 | 0 | 0 | 0 | 0 | 1 | 1 | 0 | 250 | 1 | 250 | 0 | 0 | 0 | 0 | 0 |  | 0 | 1 | 1 | 1 | 1 | 0 | 0
XJ | Xinjiang Kizilsu Wuqia (Longyuan) wind farm | onshore_wind_turbine | 3912 | 5 | 0 | 0 | 0 | 0 | 0 | 1 | 0 | 0 | 0 | 0 | 0 | 1 | 1 | 0 | 200 | 1 | 200 | 0 | 0 | 0 | 0 | 0 |  | 0 | 1 | 1 | 1 | 1 | 0 | 0
XJ | Xinjiang More Laojunmiao (Puleihai) wind farm 1, 2 | onshore_wind_turbine | 3913 | 5 | 0 | 0 | 0 | 0 | 0 | 1 | 0 | 0 | 0 | 0 | 0 | 1 | 1 | 0 | 99 | 1 | 99 | 0 | 0 | 0 | 0 | 0 |  | 0 | 1 | 1 | 1 | 1 | 0 | 0
XJ | Xinjiang Mori (Dongfang Electric) Experimental wind farm | onshore_wind_turbine | 3914 | 5 | 0 | 0 | 0 | 0 | 0 | 1 | 0 | 0 | 0 | 0 | 0 | 1 | 1 | 0 | 1000 | 1 | 1000 | 0 | 0 | 0 | 0 | 0 |  | 0 | 1 | 1 | 1 | 1 | 0 | 0
XJ | Xinjiang Mori (Dongfang) wind farm Phase 1 | onshore_wind_turbine | 3915 | 5 | 0 | 0 | 0 | 0 | 0 | 1 | 0 | 0 | 0 | 0 | 0 | 1 | 1 | 0 | 500 | 1 | 500 | 0 | 0 | 0 | 0 | 0 |  | 0 | 1 | 1 | 1 | 1 | 0 | 0
XJ | Xinjiang Mori (Dongfang) wind farm Phase 2 | onshore_wind_turbine | 3916 | 5 | 0 | 0 | 0 | 0 | 0 | 1 | 0 | 0 | 0 | 0 | 0 | 1 | 1 | 0 | 500 | 1 | 500 | 0 | 0 | 0 | 0 | 0 |  | 0 | 1 | 1 | 1 | 1 | 0 | 0
XJ | Xinjiang Mori (Goldwind Tianrun) wind farm | onshore_wind_turbine | 3917 | 5 | 0 | 0 | 0 | 0 | 0 | 1 | 0 | 0 | 0 | 0 | 0 | 1 | 1 | 0 | 100 | 1 | 100 | 0 | 0 | 0 | 0 | 0 |  | 0 | 1 | 1 | 1 | 1 | 0 | 0
XJ | Xinjiang Mori (Goldwind) Experimental wind farm | onshore_wind_turbine | 3918 | 5 | 0 | 0 | 0 | 0 | 0 | 1 | 0 | 0 | 0 | 0 | 0 | 1 | 1 | 0 | 800 | 1 | 800 | 0 | 0 | 0 | 0 | 0 |  | 0 | 1 | 1 | 1 | 1 | 0 | 0
XJ | Xinjiang Mori (Huadian Kaisheng) renewables base wind farm | onshore_wind_turbine | 3919 | 5 | 0 | 0 | 0 | 0 | 0 | 1 | 0 | 0 | 0 | 0 | 0 | 1 | 1 | 0 | 800 | 1 | 800 | 0 | 0 | 0 | 0 | 0 |  | 0 | 1 | 1 | 1 | 1 | 0 | 0
XJ | Xinjiang Mori (Huadian) Renewable Energy Complex wind farm | onshore_wind_turbine | 3920 | 5 | 0 | 0 | 0 | 0 | 0 | 1 | 0 | 0 | 0 | 0 | 0 | 1 | 1 | 0 | 600 | 1 | 600 | 0 | 0 | 0 | 0 | 0 |  | 0 | 1 | 1 | 1 | 1 | 0 | 0
XJ | Xinjiang Mori (Huaneng) wind farm Phase 1 | onshore_wind_turbine | 3921 | 5 | 0 | 0 | 0 | 0 | 0 | 1 | 0 | 0 | 0 | 0 | 0 | 1 | 1 | 0 | 49.5 | 1 | 49.5 | 0 | 0 | 0 | 0 | 0 |  | 0 | 1 | 1 | 1 | 1 | 0 | 0
XJ | Xinjiang Mori (Jinkai) wind farm | onshore_wind_turbine | 3922 | 5 | 0 | 0 | 0 | 0 | 0 | 1 | 0 | 0 | 0 | 0 | 0 | 1 | 1 | 0 | 150 | 1 | 150 | 0 | 0 | 0 | 0 | 0 |  | 0 | 1 | 1 | 1 | 1 | 0 | 0
XJ | Xinjiang Mori (Shaanxi Investment) wind farm | onshore_wind_turbine | 3923 | 5 | 0 | 0 | 0 | 0 | 0 | 1 | 0 | 0 | 0 | 0 | 0 | 1 | 1 | 0 | 400 | 1 | 400 | 0 | 0 | 0 | 0 | 0 |  | 0 | 1 | 1 | 1 | 1 | 0 | 0
XJ | Xinjiang Mori 2500 MW wind farm complex China Coal | onshore_wind_turbine | 3924 | 5 | 0 | 0 | 0 | 0 | 0 | 1 | 0 | 0 | 0 | 0 | 0 | 1 | 1 | 0 | 300 | 1 | 300 | 0 | 0 | 0 | 0 | 0 |  | 0 | 1 | 1 | 1 | 1 | 0 | 0
XJ | Xinjiang Mori 2500 MW wind farm complex Guotou | onshore_wind_turbine | 3925 | 5 | 0 | 0 | 0 | 0 | 0 | 1 | 0 | 0 | 0 | 0 | 0 | 1 | 1 | 0 | 500 | 1 | 500 | 0 | 0 | 0 | 0 | 0 |  | 0 | 1 | 1 | 1 | 1 | 0 | 0
XJ | Xinjiang Mori 2500 MW wind farm complex Huadian | onshore_wind_turbine | 3926 | 5 | 0 | 0 | 0 | 0 | 0 | 1 | 0 | 0 | 0 | 0 | 0 | 1 | 1 | 0 | 400 | 1 | 400 | 0 | 0 | 0 | 0 | 0 |  | 0 | 1 | 1 | 1 | 1 | 0 | 0
XJ | Xinjiang Mori 2500 MW wind farm complex Jinhong | onshore_wind_turbine | 3927 | 5 | 0 | 0 | 0 | 0 | 0 | 1 | 0 | 0 | 0 | 0 | 0 | 1 | 1 | 0 | 200 | 1 | 200 | 0 | 0 | 0 | 0 | 0 |  | 0 | 1 | 1 | 1 | 1 | 0 | 0
XJ | Xinjiang Mori 2500 MW wind farm complex Shuangjie | onshore_wind_turbine | 3928 | 5 | 0 | 0 | 0 | 0 | 0 | 1 | 0 | 0 | 0 | 0 | 0 | 1 | 1 | 0 | 300 | 1 | 300 | 0 | 0 | 0 | 0 | 0 |  | 0 | 1 | 1 | 1 | 1 | 0 | 0
XJ | Xinjiang Mori 2500 MW wind farm complex State Power Investment | onshore_wind_turbine | 3929 | 5 | 0 | 0 | 0 | 0 | 0 | 1 | 0 | 0 | 0 | 0 | 0 | 1 | 1 | 0 | 300 | 1 | 300 | 0 | 0 | 0 | 0 | 0 |  | 0 | 1 | 1 | 1 | 1 | 0 | 0
XJ | Xinjiang Mori 2500 MW wind farm complex Xinjiang Energy | onshore_wind_turbine | 3930 | 5 | 0 | 0 | 0 | 0 | 0 | 1 | 0 | 0 | 0 | 0 | 0 | 1 | 1 | 0 | 500 | 1 | 500 | 0 | 0 | 0 | 0 | 0 |  | 0 | 1 | 1 | 1 | 1 | 0 | 0
XJ | Xinjiang Mori 40 Wells (Changji Lüneng) wind farm | onshore_wind_turbine | 3931 | 5 | 0 | 0 | 0 | 0 | 0 | 1 | 0 | 0 | 0 | 0 | 0 | 1 | 1 | 0 | 400 | 1 | 400 | 0 | 0 | 0 | 0 | 0 |  | 0 | 1 | 1 | 1 | 1 | 0 | 0
XJ | Xinjiang Mori 40 Wells (Huadian Kaisheng) wind farm | onshore_wind_turbine | 3932 | 5 | 0 | 0 | 0 | 0 | 0 | 1 | 0 | 0 | 0 | 0 | 0 | 1 | 1 | 0 | 800 | 1 | 800 | 0 | 0 | 0 | 0 | 0 |  | 0 | 1 | 1 | 1 | 1 | 0 | 0
XJ | Xinjiang Mori 40 Wells (Huadian) wind farm | onshore_wind_turbine | 3933 | 5 | 0 | 0 | 0 | 0 | 0 | 1 | 0 | 0 | 0 | 0 | 0 | 1 | 1 | 0 | 800 | 1 | 800 | 0 | 0 | 0 | 0 | 0 |  | 0 | 1 | 1 | 1 | 1 | 0 | 0
XJ | Xinjiang Mori Dashitou (TBEA) wind farm | onshore_wind_turbine | 3934 | 5 | 0 | 0 | 0 | 0 | 0 | 1 | 0 | 0 | 0 | 0 | 0 | 1 | 1 | 0 | 200 | 1 | 200 | 0 | 0 | 0 | 0 | 0 |  | 0 | 1 | 1 | 1 | 1 | 0 | 0
XJ | Xinjiang Mori Green Power Substitution wind farm | onshore_wind_turbine | 3935 | 5 | 0 | 0 | 0 | 0 | 0 | 1 | 0 | 0 | 0 | 0 | 0 | 1 | 1 | 0 | 800 | 1 | 800 | 0 | 0 | 0 | 0 | 0 |  | 0 | 1 | 1 | 1 | 1 | 0 | 0
XJ | Xinjiang Mori Laojunmiao (Silu Dacheng) wind farm | onshore_wind_turbine | 3936 | 5 | 0 | 0 | 0 | 0 | 0 | 1 | 0 | 0 | 0 | 0 | 0 | 1 | 1 | 0 | 50 | 1 | 50 | 0 | 0 | 0 | 0 | 0 |  | 0 | 1 | 1 | 1 | 1 | 0 | 0
XJ | Xinjiang Mori Laojunmiao (TBEA) wind farm | onshore_wind_turbine | 3937 | 5 | 0 | 0 | 0 | 0 | 0 | 1 | 0 | 0 | 0 | 0 | 0 | 1 | 1 | 0 | 100 | 1 | 100 | 0 | 0 | 0 | 0 | 0 |  | 0 | 1 | 1 | 1 | 1 | 0 | 0
XJ | Xinjiang Mori Laojunmiao 3 (Qianzhi) Area A wind farm | onshore_wind_turbine | 3938 | 5 | 0 | 0 | 0 | 0 | 0 | 1 | 0 | 0 | 0 | 0 | 0 | 1 | 1 | 0 | 150 | 1 | 150 | 0 | 0 | 0 | 0 | 0 |  | 0 | 1 | 1 | 1 | 1 | 0 | 0
XJ | Xinjiang Mulei (Guotou) Renewable Energy Complex wind farm | onshore_wind_turbine | 3939 | 5 | 0 | 0 | 0 | 0 | 0 | 1 | 0 | 0 | 0 | 0 | 0 | 1 | 1 | 0 | 300 | 1 | 300 | 0 | 0 | 0 | 0 | 0 |  | 0 | 1 | 1 | 1 | 1 | 0 | 0
XJ | Xinjiang Mulei Dashitou (Huadian) Wind Farm Project | onshore_wind_turbine | 3940 | 5 | 0 | 0 | 0 | 0 | 0 | 1 | 0 | 0 | 0 | 0 | 0 | 1 | 1 | 0 | 201 | 1 | 201 | 0 | 0 | 0 | 0 | 0 |  | 0 | 1 | 1 | 1 | 1 | 0 | 0
XJ | Xinjiang Mulei Dashitou (Tebian Electric) wind farm | onshore_wind_turbine | 3941 | 5 | 0 | 0 | 0 | 0 | 0 | 1 | 0 | 0 | 0 | 0 | 0 | 1 | 1 | 0 | 202 | 1 | 202 | 0 | 0 | 0 | 0 | 0 |  | 0 | 1 | 1 | 1 | 1 | 0 | 0
XJ | Xinjiang Mulei Dashitou 3 wind farm | onshore_wind_turbine | 3942 | 5 | 0 | 0 | 0 | 0 | 0 | 1 | 0 | 0 | 0 | 0 | 0 | 1 | 1 | 0 | 100 | 1 | 100 | 0 | 0 | 0 | 0 | 0 |  | 0 | 1 | 1 | 1 | 1 | 0 | 0
XJ | Xinjiang Mulei Dashitou 5 wind farm | onshore_wind_turbine | 3943 | 5 | 0 | 0 | 0 | 0 | 0 | 1 | 0 | 0 | 0 | 0 | 0 | 1 | 1 | 0 | 200 | 1 | 200 | 0 | 0 | 0 | 0 | 0 |  | 0 | 1 | 1 | 1 | 1 | 0 | 0
XJ | Xinjiang Mulei Laojunmiao (China Guangdong Nuclear) wind farm Phase 1 | onshore_wind_turbine | 3944 | 5 | 0 | 0 | 0 | 0 | 0 | 1 | 0 | 0 | 0 | 0 | 0 | 1 | 1 | 0 | 50 | 1 | 50 | 0 | 0 | 0 | 0 | 0 |  | 0 | 1 | 1 | 1 | 1 | 0 | 0
XJ | Xinjiang Mulei Laojunmiao (Dongfang Minsheng) wind farm Phase 1 | onshore_wind_turbine | 3945 | 5 | 0 | 0 | 0 | 0 | 0 | 1 | 0 | 0 | 0 | 0 | 0 | 1 | 1 | 0 | 50 | 1 | 50 | 0 | 0 | 0 | 0 | 0 |  | 0 | 1 | 1 | 1 | 1 | 0 | 0
XJ | Xinjiang Mulei Laojunmiao (Dongfang Minsheng) wind farm Phase 2 | onshore_wind_turbine | 3946 | 5 | 0 | 0 | 0 | 0 | 0 | 1 | 0 | 0 | 0 | 0 | 0 | 1 | 1 | 0 | 50 | 1 | 50 | 0 | 0 | 0 | 0 | 0 |  | 0 | 1 | 1 | 1 | 1 | 0 | 0
XJ | Xinjiang Mulei Laojunmiao (Dun'An) wind farm | onshore_wind_turbine | 3947 | 5 | 0 | 0 | 0 | 0 | 0 | 1 | 0 | 0 | 0 | 0 | 0 | 1 | 1 | 0 | 48 | 1 | 48 | 0 | 0 | 0 | 0 | 0 |  | 0 | 1 | 1 | 1 | 1 | 0 | 0
XJ | Xinjiang Mulei Laojunmiao (Guoyuan Tianli) wind farm Phase 1 | onshore_wind_turbine | 3948 | 5 | 0 | 0 | 0 | 0 | 0 | 1 | 0 | 0 | 0 | 0 | 0 | 1 | 1 | 0 | 51 | 1 | 51 | 0 | 0 | 0 | 0 | 0 |  | 0 | 1 | 1 | 1 | 1 | 0 | 0
XJ | Xinjiang Mulei Laojunmiao (Haiyuan) wind farm 1,2 | onshore_wind_turbine | 3949 | 5 | 0 | 0 | 0 | 0 | 0 | 1 | 0 | 0 | 0 | 0 | 0 | 1 | 1 | 0 | 99 | 1 | 99 | 0 | 0 | 0 | 0 | 0 |  | 0 | 1 | 1 | 1 | 1 | 0 | 0
XJ | Xinjiang Mulei Laojunmiao (Qianxin) wind farm Phase 1 | onshore_wind_turbine | 3950 | 5 | 0 | 0 | 0 | 0 | 0 | 1 | 0 | 0 | 0 | 0 | 0 | 1 | 1 | 0 | 50 | 1 | 50 | 0 | 0 | 0 | 0 | 0 |  | 0 | 1 | 1 | 1 | 1 | 0 | 0
XJ | Xinjiang Mulei Laojunmiao (Shenneng) wind farm Phase 1 | onshore_wind_turbine | 3951 | 5 | 0 | 0 | 0 | 0 | 0 | 1 | 0 | 0 | 0 | 0 | 0 | 1 | 1 | 0 | 50 | 1 | 50 | 0 | 0 | 0 | 0 | 0 |  | 0 | 1 | 1 | 1 | 1 | 0 | 0
XJ | Xinjiang Mulei Laojunmiao (State Power Investment) wind farm Phase 1 | onshore_wind_turbine | 3952 | 5 | 0 | 0 | 0 | 0 | 0 | 1 | 0 | 0 | 0 | 0 | 0 | 1 | 1 | 0 | 50 | 1 | 50 | 0 | 0 | 0 | 0 | 0 |  | 0 | 1 | 1 | 1 | 1 | 0 | 0
XJ | Xinjiang Mulei Laojunmiao (State Power Investment) wind farm Phase 2 | onshore_wind_turbine | 3953 | 5 | 0 | 0 | 0 | 0 | 0 | 1 | 0 | 0 | 0 | 0 | 0 | 1 | 1 | 0 | 50 | 1 | 50 | 0 | 0 | 0 | 0 | 0 |  | 0 | 1 | 1 | 1 | 1 | 0 | 0
XJ | Xinjiang Mulei Laojunmiao (State Power Investment) wind farm Phase 3 | onshore_wind_turbine | 3954 | 5 | 0 | 0 | 0 | 0 | 0 | 1 | 0 | 0 | 0 | 0 | 0 | 1 | 1 | 0 | 100 | 1 | 100 | 0 | 0 | 0 | 0 | 0 |  | 0 | 1 | 1 | 1 | 1 | 0 | 0
XJ | Xinjiang Mulei Laojunmiao (State Power Investment) wind farm Phase 4 | onshore_wind_turbine | 3955 | 5 | 0 | 0 | 0 | 0 | 0 | 1 | 0 | 0 | 0 | 0 | 0 | 1 | 1 | 0 | 200 | 1 | 200 | 0 | 0 | 0 | 0 | 0 |  | 0 | 1 | 1 | 1 | 1 | 0 | 0
XJ | Xinjiang Mulei Laojunmiao (Xinjiang Huarong) wind farm Phase 1 | onshore_wind_turbine | 3956 | 5 | 0 | 0 | 0 | 0 | 0 | 1 | 0 | 0 | 0 | 0 | 0 | 1 | 1 | 0 | 50 | 1 | 50 | 0 | 0 | 0 | 0 | 0 |  | 0 | 1 | 1 | 1 | 1 | 0 | 0
XJ | Xinjiang Mulei Laojunmiao 1 wind farm | onshore_wind_turbine | 3957 | 5 | 0 | 0 | 0 | 0 | 0 | 1 | 0 | 0 | 0 | 0 | 0 | 1 | 1 | 0 | 100 | 1 | 100 | 0 | 0 | 0 | 0 | 0 |  | 0 | 1 | 1 | 1 | 1 | 0 | 0
XJ | Xinjiang Mulei Laojunmiao 3 (Qianhui) Area A wind farm | onshore_wind_turbine | 3958 | 5 | 0 | 0 | 0 | 0 | 0 | 1 | 0 | 0 | 0 | 0 | 0 | 1 | 1 | 0 | 100 | 1 | 100 | 0 | 0 | 0 | 0 | 0 |  | 0 | 1 | 1 | 1 | 1 | 0 | 0
XJ | Xinjiang Mulei Laojunmiao 4 wind farm | onshore_wind_turbine | 3959 | 5 | 0 | 0 | 0 | 0 | 0 | 1 | 0 | 0 | 0 | 0 | 0 | 1 | 1 | 0 | 200 | 1 | 200 | 0 | 0 | 0 | 0 | 0 |  | 0 | 1 | 1 | 1 | 1 | 0 | 0
XJ | Xinjiang Mulei Laojunmiao 5 Area B wind farm | onshore_wind_turbine | 3960 | 5 | 0 | 0 | 0 | 0 | 0 | 1 | 0 | 0 | 0 | 0 | 0 | 1 | 1 | 0 | 200 | 1 | 200 | 0 | 0 | 0 | 0 | 0 |  | 0 | 1 | 1 | 1 | 1 | 0 | 0
XJ | Xinjiang Mulei Laojunmiao Zhengzhuang wind farm | onshore_wind_turbine | 3961 | 5 | 0 | 0 | 0 | 0 | 0 | 1 | 0 | 0 | 0 | 0 | 0 | 1 | 1 | 0 | 99 | 1 | 99 | 0 | 0 | 0 | 0 | 0 |  | 0 | 1 | 1 | 1 | 1 | 0 | 0
XJ | Xinjiang Mulei Sishige Jingzi (Fourty Wells) 1 Area A wind farm | onshore_wind_turbine | 3962 | 5 | 0 | 0 | 0 | 0 | 0 | 1 | 0 | 0 | 0 | 0 | 0 | 1 | 1 | 0 | 100 | 1 | 100 | 0 | 0 | 0 | 0 | 0 |  | 0 | 1 | 1 | 1 | 1 | 0 | 0
XJ | Xinjiang Mulei Sishige Jingzi (Fourty Wells) 2 Area A wind farm | onshore_wind_turbine | 3963 | 5 | 0 | 0 | 0 | 0 | 0 | 1 | 0 | 0 | 0 | 0 | 0 | 1 | 1 | 0 | 100 | 1 | 100 | 0 | 0 | 0 | 0 | 0 |  | 0 | 1 | 1 | 1 | 1 | 0 | 0
XJ | Xinjiang Mulei Sishige Jingzi (Fourty Wells) 2 Area B wind farm | onshore_wind_turbine | 3964 | 5 | 0 | 0 | 0 | 0 | 0 | 1 | 0 | 0 | 0 | 0 | 0 | 1 | 1 | 0 | 150 | 1 | 150 | 0 | 0 | 0 | 0 | 0 |  | 0 | 1 | 1 | 1 | 1 | 0 | 0
XJ | Xinjiang Production and Construction Corps 36th Regiment Ruoqiang Milan (China Guangdong Nuclear) wind farm | onshore_wind_turbine | 3965 | 5 | 0 | 0 | 0 | 0 | 0 | 1 | 0 | 0 | 0 | 0 | 0 | 1 | 1 | 0 | 200 | 1 | 200 | 0 | 0 | 0 | 0 | 0 |  | 0 | 1 | 1 | 1 | 1 | 0 | 0
XJ | Xinjiang Production and Construction Corps 36th Regiment Tiemenguan Milan (China Nuclear) wind farm | onshore_wind_turbine | 3966 | 5 | 0 | 0 | 0 | 0 | 0 | 1 | 0 | 0 | 0 | 0 | 0 | 1 | 1 | 0 | 200 | 1 | 200 | 0 | 0 | 0 | 0 | 0 |  | 0 | 1 | 1 | 1 | 1 | 0 | 0
XJ | Xinjiang Production and Construction Corps 4th Division 73rd Regiment (China Nuclear) wind farm | onshore_wind_turbine | 3967 | 5 | 0 | 0 | 0 | 0 | 0 | 1 | 0 | 0 | 0 | 0 | 0 | 1 | 1 | 0 | 100 | 1 | 100 | 0 | 0 | 0 | 0 | 0 |  | 0 | 1 | 1 | 1 | 1 | 0 | 0
XJ | Xinjiang Qitai (Lixin) Wind/Solar/Storage Complex wind farm Guotou | onshore_wind_turbine | 3968 | 5 | 0 | 0 | 0 | 0 | 0 | 1 | 0 | 0 | 0 | 0 | 0 | 1 | 1 | 0 | 200 | 1 | 200 | 0 | 0 | 0 | 0 | 0 |  | 0 | 1 | 1 | 1 | 1 | 0 | 0
XJ | Xinjiang Qitai (Lixin) Wind/Solar/Storage Complex wind farm | onshore_wind_turbine | 3969 | 5 | 0 | 0 | 0 | 0 | 0 | 1 | 0 | 0 | 0 | 0 | 0 | 1 | 1 | 0 | 200 | 1 | 200 | 0 | 0 | 0 | 0 | 0 |  | 0 | 1 | 1 | 1 | 1 | 0 | 0
XJ | Xinjiang Qitai (TBEA) wind farm | onshore_wind_turbine | 3970 | 5 | 0 | 0 | 0 | 0 | 0 | 1 | 0 | 0 | 0 | 0 | 0 | 1 | 1 | 0 | 100 | 1 | 100 | 0 | 0 | 0 | 0 | 0 |  | 0 | 1 | 1 | 1 | 1 | 0 | 0
XJ | Xinjiang Qitai Beitashan (Beijing Energy/6Th Corps) wind farm Phase 1 | onshore_wind_turbine | 3971 | 5 | 0 | 0 | 0 | 0 | 0 | 1 | 0 | 0 | 0 | 0 | 0 | 1 | 1 | 0 | 50 | 1 | 50 | 0 | 0 | 0 | 0 | 0 |  | 0 | 1 | 1 | 1 | 1 | 0 | 0
XJ | Xinjiang Qitai Beitashan (Beijing Energy/6Th Corps) wind farm Phase 2 | onshore_wind_turbine | 3972 | 5 | 0 | 0 | 0 | 0 | 0 | 1 | 0 | 0 | 0 | 0 | 0 | 1 | 1 | 0 | 50 | 1 | 50 | 0 | 0 | 0 | 0 | 0 |  | 0 | 1 | 1 | 1 | 1 | 0 | 0
XJ | Xinjiang Qitai Beitashan (Guangdong Hydro) wind farm | onshore_wind_turbine | 3973 | 5 | 0 | 0 | 0 | 0 | 0 | 1 | 0 | 0 | 0 | 0 | 0 | 1 | 1 | 0 | 50 | 1 | 50 | 0 | 0 | 0 | 0 | 0 |  | 0 | 1 | 1 | 1 | 1 | 0 | 0
XJ | Xinjiang Qitai Beitashan (Jingxin) wind farm | onshore_wind_turbine | 3974 | 5 | 0 | 0 | 0 | 0 | 0 | 1 | 0 | 0 | 0 | 0 | 0 | 1 | 1 | 0 | 50 | 1 | 50 | 0 | 0 | 0 | 0 | 0 |  | 0 | 1 | 1 | 1 | 1 | 0 | 0
XJ | Xinjiang Qitai Beitashan (TBEA) wind farm | onshore_wind_turbine | 3975 | 5 | 0 | 0 | 0 | 0 | 0 | 1 | 0 | 0 | 0 | 0 | 0 | 1 | 1 | 0 | 100 | 1 | 100 | 0 | 0 | 0 | 0 | 0 |  | 0 | 1 | 1 | 1 | 1 | 0 | 0
XJ | Xinjiang Qitai Beitashan (Three Gorges) wind farm 1,2,3,4 | onshore_wind_turbine | 3976 | 5 | 0 | 0 | 0 | 0 | 0 | 1 | 0 | 0 | 0 | 0 | 0 | 1 | 1 | 0 | 198 | 1 | 198 | 0 | 0 | 0 | 0 | 0 |  | 0 | 1 | 1 | 1 | 1 | 0 | 0
XJ | Xinjiang Qitai Beitashan (Three Gorges) wind farm Phase 5 | onshore_wind_turbine | 3977 | 5 | 0 | 0 | 0 | 0 | 0 | 1 | 0 | 0 | 0 | 0 | 0 | 1 | 1 | 0 | 200 | 1 | 200 | 0 | 0 | 0 | 0 | 0 |  | 0 | 1 | 1 | 1 | 1 | 0 | 0
XJ | Xinjiang Qitai Beitashan (Xintan) wind farm | onshore_wind_turbine | 3978 | 5 | 0 | 0 | 0 | 0 | 0 | 1 | 0 | 0 | 0 | 0 | 0 | 1 | 1 | 0 | 99 | 1 | 99 | 0 | 0 | 0 | 0 | 0 |  | 0 | 1 | 1 | 1 | 1 | 0 | 0
XJ | Xinjiang Qitai Beitashan (Xinyou) wind farm | onshore_wind_turbine | 3979 | 5 | 0 | 0 | 0 | 0 | 0 | 1 | 0 | 0 | 0 | 0 | 0 | 1 | 1 | 0 | 50 | 1 | 50 | 0 | 0 | 0 | 0 | 0 |  | 0 | 1 | 1 | 1 | 1 | 0 | 0
XJ | Xinjiang Qitai Beitashan Pasture Farm (Xiexin) wind farm | onshore_wind_turbine | 3980 | 5 | 0 | 0 | 0 | 0 | 0 | 1 | 0 | 0 | 0 | 0 | 0 | 1 | 1 | 0 | 50 | 1 | 50 | 0 | 0 | 0 | 0 | 0 |  | 0 | 1 | 1 | 1 | 1 | 0 | 0
XJ | Xinjiang Qitai Beitashan Pasture Farm (Zhejiang Energy) wind farm | onshore_wind_turbine | 3981 | 5 | 0 | 0 | 0 | 0 | 0 | 1 | 0 | 0 | 0 | 0 | 0 | 1 | 1 | 0 | 99 | 1 | 99 | 0 | 0 | 0 | 0 | 0 |  | 0 | 1 | 1 | 1 | 1 | 0 | 0
XJ | Xinjiang Qitai Beitashan Pasture Farm (Zhongji Guoneng) wind farm | onshore_wind_turbine | 3982 | 5 | 0 | 0 | 0 | 0 | 0 | 1 | 0 | 0 | 0 | 0 | 0 | 1 | 1 | 0 | 100 | 1 | 100 | 0 | 0 | 0 | 0 | 0 |  | 0 | 1 | 1 | 1 | 1 | 0 | 0
XJ | Xinjiang Qitai Renewable Energy Complex wind farm Phase 1 | onshore_wind_turbine | 3983 | 5 | 0 | 0 | 0 | 0 | 0 | 1 | 0 | 0 | 0 | 0 | 0 | 1 | 1 | 0 | 480 | 1 | 480 | 0 | 0 | 0 | 0 | 0 |  | 0 | 1 | 1 | 1 | 1 | 0 | 0
XJ | Xinjiang Qitai Renewable Energy Complex wind farm 2-3 | onshore_wind_turbine | 3984 | 5 | 0 | 0 | 0 | 0 | 0 | 1 | 0 | 0 | 0 | 0 | 0 | 1 | 1 | 0 | 1120 | 1 | 1120 | 0 | 0 | 0 | 0 | 0 |  | 0 | 1 | 1 | 1 | 1 | 0 | 0
XJ | Xinjiang Ruoqiang (Huadian) wind farm with storage | onshore_wind_turbine | 3985 | 5 | 0 | 0 | 0 | 0 | 0 | 1 | 0 | 0 | 0 | 0 | 0 | 1 | 1 | 0 | 1000 | 1 | 1000 | 0 | 0 | 0 | 0 | 0 |  | 0 | 1 | 1 | 1 | 1 | 0 | 0
XJ | Xinjiang Ruoqiang Industrial Park Decarbonization wind farm | onshore_wind_turbine | 3986 | 5 | 0 | 0 | 0 | 0 | 0 | 1 | 0 | 0 | 0 | 0 | 0 | 1 | 1 | 0 | 500 | 1 | 500 | 0 | 0 | 0 | 0 | 0 |  | 0 | 1 | 1 | 1 | 1 | 0 | 0
XJ | Xinjiang Ruoqiang Loulan wind farm Phase 1 | onshore_wind_turbine | 3987 | 5 | 0 | 0 | 0 | 0 | 0 | 1 | 0 | 0 | 0 | 0 | 0 | 1 | 1 | 0 | 205 | 1 | 205 | 0 | 0 | 0 | 0 | 0 |  | 0 | 1 | 1 | 1 | 1 | 0 | 0
XJ | Xinjiang Ruoqiang Luobuzhuang Wind District wind farm | onshore_wind_turbine | 3988 | 5 | 0 | 0 | 0 | 0 | 0 | 1 | 0 | 0 | 0 | 0 | 0 | 1 | 1 | 0 | 100 | 1 | 100 | 0 | 0 | 0 | 0 | 0 |  | 0 | 1 | 1 | 1 | 1 | 0 | 0
XJ | Xinjiang Ruoqiang Luobuzhuang wind farm Phase 1 | onshore_wind_turbine | 3989 | 5 | 0 | 0 | 0 | 0 | 0 | 1 | 0 | 0 | 0 | 0 | 0 | 1 | 1 | 0 | 50 | 1 | 50 | 0 | 0 | 0 | 0 | 0 |  | 0 | 1 | 1 | 1 | 1 | 0 | 0
XJ | Xinjiang Ruoqiang Luobuzhuang wind farm Phase 2 | onshore_wind_turbine | 3990 | 5 | 0 | 0 | 0 | 0 | 0 | 1 | 0 | 0 | 0 | 0 | 0 | 1 | 1 | 0 | 50 | 1 | 50 | 0 | 0 | 0 | 0 | 0 |  | 0 | 1 | 1 | 1 | 1 | 0 | 0
XJ | Xinjiang Ruoqiang Milan (Tebian Electric) wind farm | onshore_wind_turbine | 3991 | 5 | 0 | 0 | 0 | 0 | 0 | 1 | 0 | 0 | 0 | 0 | 0 | 1 | 1 | 0 | 50 | 1 | 50 | 0 | 0 | 0 | 0 | 0 |  | 0 | 1 | 1 | 1 | 1 | 0 | 0
XJ | Xinjiang Ruoqiang Milan (Xinjiang New Energy) wind farm | onshore_wind_turbine | 3992 | 5 | 0 | 0 | 0 | 0 | 0 | 1 | 0 | 0 | 0 | 0 | 0 | 1 | 1 | 0 | 50 | 1 | 50 | 0 | 0 | 0 | 0 | 0 |  | 0 | 1 | 1 | 1 | 1 | 0 | 0
XJ | Xinjiang Ruoqiang new energy project wind farm | onshore_wind_turbine | 3993 | 5 | 0 | 0 | 0 | 0 | 0 | 1 | 0 | 0 | 0 | 0 | 0 | 1 | 1 | 0 | 1000 | 1 | 1000 | 0 | 0 | 0 | 0 | 0 |  | 0 | 1 | 1 | 1 | 1 | 0 | 0
XJ | Xinjiang Ruoqiang Qiman (TBEA) wind farm Phase 1 | onshore_wind_turbine | 3994 | 5 | 0 | 0 | 0 | 0 | 0 | 1 | 0 | 0 | 0 | 0 | 0 | 1 | 1 | 0 | 750 | 1 | 750 | 0 | 0 | 0 | 0 | 0 |  | 0 | 1 | 1 | 1 | 1 | 0 | 0
XJ | Xinjiang Ruoqiang Qiman Wind District (Shenzhen Energy) wind farm | onshore_wind_turbine | 3995 | 5 | 0 | 0 | 0 | 0 | 0 | 1 | 0 | 0 | 0 | 0 | 0 | 1 | 1 | 0 | 100 | 1 | 100 | 0 | 0 | 0 | 0 | 0 |  | 0 | 1 | 1 | 1 | 1 | 0 | 0
XJ | Xinjiang Santanghu (Hamihai New Energy) wind farm Phase 1 | onshore_wind_turbine | 3996 | 5 | 0 | 0 | 0 | 0 | 0 | 1 | 0 | 0 | 0 | 0 | 0 | 1 | 1 | 0 | 50 | 1 | 50 | 0 | 0 | 0 | 0 | 0 |  | 0 | 1 | 1 | 1 | 1 | 0 | 0
XJ | Xinjiang Santanghu (Hamihai New Energy) wind farm Phase 2 | onshore_wind_turbine | 3997 | 5 | 0 | 0 | 0 | 0 | 0 | 1 | 0 | 0 | 0 | 0 | 0 | 1 | 1 | 0 | 50 | 1 | 50 | 0 | 0 | 0 | 0 | 0 |  | 0 | 1 | 1 | 1 | 1 | 0 | 0
XJ | Xinjiang Shanshan (Xinjiang Jiaze) wind farm Phase 2 | onshore_wind_turbine | 3998 | 5 | 0 | 0 | 0 | 0 | 0 | 1 | 0 | 0 | 0 | 0 | 0 | 1 | 1 | 0 | 50 | 1 | 50 | 0 | 0 | 0 | 0 | 0 |  | 0 | 1 | 1 | 1 | 1 | 0 | 0
XJ | Xinjiang Shanshan Loulan (China Power Investment) wind farm | onshore_wind_turbine | 3999 | 5 | 0 | 0 | 0 | 0 | 0 | 1 | 0 | 0 | 0 | 0 | 0 | 1 | 1 | 0 | 50 | 1 | 50 | 0 | 0 | 0 | 0 | 0 |  | 0 | 1 | 1 | 1 | 1 | 0 | 0
XJ | Xinjiang Shanshan Loulan (Shanshan Dun'An) wind farm Phase 1 | onshore_wind_turbine | 4000 | 5 | 0 | 0 | 0 | 0 | 0 | 1 | 0 | 0 | 0 | 0 | 0 | 1 | 1 | 0 | 48 | 1 | 48 | 0 | 0 | 0 | 0 | 0 |  | 0 | 1 | 1 | 1 | 1 | 0 | 0
XJ | Xinjiang Shanshan Loulan (Shanshan Dun'An) wind farm Phase 2 | onshore_wind_turbine | 4001 | 5 | 0 | 0 | 0 | 0 | 0 | 1 | 0 | 0 | 0 | 0 | 0 | 1 | 1 | 0 | 48 | 1 | 48 | 0 | 0 | 0 | 0 | 0 |  | 0 | 1 | 1 | 1 | 1 | 0 | 0
XJ | Xinjiang Shanshan Loulan (Wuling Shanshan Electric Power) wind farm Phase 2 | onshore_wind_turbine | 4002 | 5 | 0 | 0 | 0 | 0 | 0 | 1 | 0 | 0 | 0 | 0 | 0 | 1 | 1 | 0 | 50 | 1 | 50 | 0 | 0 | 0 | 0 | 0 |  | 0 | 1 | 1 | 1 | 1 | 0 | 0
XJ | Xinjiang Shanshan Loulan (Xinjiang Jiaze Power Generation) wind farm Phase 1 | onshore_wind_turbine | 4003 | 5 | 0 | 0 | 0 | 0 | 0 | 1 | 0 | 0 | 0 | 0 | 0 | 1 | 1 | 0 | 50 | 1 | 50 | 0 | 0 | 0 | 0 | 0 |  | 0 | 1 | 1 | 1 | 1 | 0 | 0
XJ | Xinjiang Shanshan Loulan wind farm Phase 1 | onshore_wind_turbine | 4004 | 5 | 0 | 0 | 0 | 0 | 0 | 1 | 0 | 0 | 0 | 0 | 0 | 1 | 1 | 0 | 50 | 1 | 50 | 0 | 0 | 0 | 0 | 0 |  | 0 | 1 | 1 | 1 | 1 | 0 | 0
XJ | Xinjiang Sixth Division Beitashan (Jingneng ) wind farm Phase 1 | onshore_wind_turbine | 4005 | 5 | 0 | 0 | 0 | 0 | 0 | 1 | 0 | 0 | 0 | 0 | 0 | 1 | 1 | 0 | 50 | 1 | 50 | 0 | 0 | 0 | 0 | 0 |  | 0 | 1 | 1 | 1 | 1 | 0 | 0
XJ | Xinjiang Tacheng Laofengkou (Datang) 100 MW wind farm | onshore_wind_turbine | 4006 | 5 | 0 | 0 | 0 | 0 | 0 | 1 | 0 | 0 | 0 | 0 | 0 | 1 | 1 | 0 | 100 | 1 | 100 | 0 | 0 | 0 | 0 | 0 |  | 0 | 1 | 1 | 1 | 1 | 0 | 0
XJ | Xinjiang Tacheng Laofengkou 300 MW wind farm | onshore_wind_turbine | 4007 | 5 | 0 | 0 | 0 | 0 | 0 | 1 | 0 | 0 | 0 | 0 | 0 | 1 | 1 | 0 | 300 | 1 | 300 | 0 | 0 | 0 | 0 | 0 |  | 0 | 1 | 1 | 1 | 1 | 0 | 0
XJ | Xinjiang Tacheng Mayitasi (China Guangdong Nuclear) wind farm Phase 1 | onshore_wind_turbine | 4008 | 5 | 0 | 0 | 0 | 0 | 0 | 1 | 0 | 0 | 0 | 0 | 0 | 1 | 1 | 0 | 50 | 1 | 50 | 0 | 0 | 0 | 0 | 0 |  | 0 | 1 | 1 | 1 | 1 | 0 | 0
XJ | Xinjiang Tacheng Mayitasi (Guodian) wind farm Phase 1 | onshore_wind_turbine | 4009 | 5 | 0 | 0 | 0 | 0 | 0 | 1 | 0 | 0 | 0 | 0 | 0 | 1 | 1 | 0 | 50 | 1 | 50 | 0 | 0 | 0 | 0 | 0 |  | 0 | 1 | 1 | 1 | 1 | 0 | 0
XJ | Xinjiang Tacheng Mayitasi (State Power Investment) wind farm Phase 1 | onshore_wind_turbine | 4010 | 5 | 0 | 0 | 0 | 0 | 0 | 1 | 0 | 0 | 0 | 0 | 0 | 1 | 1 | 0 | 50 | 1 | 50 | 0 | 0 | 0 | 0 | 0 |  | 0 | 1 | 1 | 1 | 1 | 0 | 0
XJ | Xinjiang Tacheng Mayitasi (State Power Investment) wind farm Phase 2 | onshore_wind_turbine | 4011 | 5 | 0 | 0 | 0 | 0 | 0 | 1 | 0 | 0 | 0 | 0 | 0 | 1 | 1 | 0 | 50 | 1 | 50 | 0 | 0 | 0 | 0 | 0 |  | 0 | 1 | 1 | 1 | 1 | 0 | 0
XJ | Xinjiang Tacheng Mayitasi (Tianrun) wind farm 1RP | onshore_wind_turbine | 4012 | 5 | 0 | 0 | 0 | 0 | 0 | 1 | 0 | 0 | 0 | 0 | 0 | 1 | 1 | 0 | 100 | 1 | 100 | 0 | 0 | 0 | 0 | 0 |  | 0 | 1 | 1 | 1 | 1 | 0 | 0
XJ | Xinjiang Tacheng Mayitasi (Tianrun) wind farm Phase 2 | onshore_wind_turbine | 4013 | 5 | 0 | 0 | 0 | 0 | 0 | 1 | 0 | 0 | 0 | 0 | 0 | 1 | 1 | 0 | 50 | 1 | 50 | 0 | 0 | 0 | 0 | 0 |  | 0 | 1 | 1 | 1 | 1 | 0 | 0
XJ | Xinjiang Tacheng Tielieketi wind farm Emin 1 | onshore_wind_turbine | 4014 | 5 | 0 | 0 | 0 | 0 | 0 | 1 | 0 | 0 | 0 | 0 | 0 | 1 | 1 | 0 | 100 | 1 | 100 | 0 | 0 | 0 | 0 | 0 |  | 0 | 1 | 1 | 1 | 1 | 0 | 0
XJ | Xinjiang Tacheng Tielieketi wind farm Yumin | onshore_wind_turbine | 4015 | 5 | 0 | 0 | 0 | 0 | 0 | 1 | 0 | 0 | 0 | 0 | 0 | 1 | 1 | 0 | 400 | 1 | 400 | 0 | 0 | 0 | 0 | 0 |  | 0 | 1 | 1 | 1 | 1 | 0 | 0
XJ | Xinjiang Tacheng Tuoli (Tianrun) wind farm | onshore_wind_turbine | 4016 | 5 | 0 | 0 | 0 | 0 | 0 | 1 | 0 | 0 | 0 | 0 | 0 | 1 | 1 | 0 | 500 | 1 | 500 | 0 | 0 | 0 | 0 | 0 |  | 0 | 1 | 1 | 1 | 1 | 0 | 0
XJ | Xinjiang Tacheng Tuoli Laofengkou (Longyuan) wind farm Phase 1 | onshore_wind_turbine | 4017 | 5 | 0 | 0 | 0 | 0 | 0 | 1 | 0 | 0 | 0 | 0 | 0 | 1 | 1 | 0 | 50 | 1 | 50 | 0 | 0 | 0 | 0 | 0 |  | 0 | 1 | 1 | 1 | 1 | 0 | 0
XJ | Xinjiang Tacheng Tuoli Laofengkou (Xinjiang Xinneng) wind farm Phase 2 | onshore_wind_turbine | 4018 | 5 | 0 | 0 | 0 | 0 | 0 | 1 | 0 | 0 | 0 | 0 | 0 | 1 | 1 | 0 | 50 | 1 | 50 | 0 | 0 | 0 | 0 | 0 |  | 0 | 1 | 1 | 1 | 1 | 0 | 0
XJ | Xinjiang Tiemenguan 36Th Regiment (China Nuclear) wind farm | onshore_wind_turbine | 4019 | 5 | 0 | 0 | 0 | 0 | 0 | 1 | 0 | 0 | 0 | 0 | 0 | 1 | 1 | 0 | 200 | 1 | 200 | 0 | 0 | 0 | 0 | 0 |  | 0 | 1 | 1 | 1 | 1 | 0 | 0
XJ | Xinjiang Tiemenguan 36Th Regiment (State Power Investment Consortium) wind farm | onshore_wind_turbine | 4020 | 5 | 0 | 0 | 0 | 0 | 0 | 1 | 0 | 0 | 0 | 0 | 0 | 1 | 1 | 0 | 200 | 1 | 200 | 0 | 0 | 0 | 0 | 0 |  | 0 | 1 | 1 | 1 | 1 | 0 | 0
XJ | Xinjiang Tokexun Ke'Erjian wind farm Phase 2 | onshore_wind_turbine | 4021 | 5 | 0 | 0 | 0 | 0 | 0 | 1 | 0 | 0 | 0 | 0 | 0 | 1 | 1 | 0 | 50 | 1 | 50 | 0 | 0 | 0 | 0 | 0 |  | 0 | 1 | 1 | 1 | 1 | 0 | 0
XJ | Xinjiang Tokexun wind farm Phase 4 | onshore_wind_turbine | 4022 | 5 | 0 | 0 | 0 | 0 | 0 | 1 | 0 | 0 | 0 | 0 | 0 | 1 | 1 | 0 | 50 | 1 | 50 | 0 | 0 | 0 | 0 | 0 |  | 0 | 1 | 1 | 1 | 1 | 0 | 0
XJ | Xinjiang Tokexun Xiaocaohu (Dongfeng) wind farm Phase 1 | onshore_wind_turbine | 4023 | 5 | 0 | 0 | 0 | 0 | 0 | 1 | 0 | 0 | 0 | 0 | 0 | 1 | 1 | 0 | 50 | 1 | 50 | 0 | 0 | 0 | 0 | 0 |  | 0 | 1 | 1 | 1 | 1 | 0 | 0
XJ | Xinjiang Tokexun Xiaocaohu (Rongfeng) wind farm Phase 1 | onshore_wind_turbine | 4024 | 5 | 0 | 0 | 0 | 0 | 0 | 1 | 0 | 0 | 0 | 0 | 0 | 1 | 1 | 0 | 50 | 1 | 50 | 0 | 0 | 0 | 0 | 0 |  | 0 | 1 | 1 | 1 | 1 | 0 | 0
XJ | Xinjiang Tokson (Jinfeng) wind farm Phase 1 | onshore_wind_turbine | 4025 | 5 | 0 | 0 | 0 | 0 | 0 | 1 | 0 | 0 | 0 | 0 | 0 | 1 | 1 | 0 | 50 | 1 | 50 | 0 | 0 | 0 | 0 | 0 |  | 0 | 1 | 1 | 1 | 1 | 0 | 0
XJ | Xinjiang Tokson Fengcheng New Energy Co., Ltd. wind farm Phase 2 | onshore_wind_turbine | 4026 | 5 | 0 | 0 | 0 | 0 | 0 | 1 | 0 | 0 | 0 | 0 | 0 | 1 | 1 | 0 | 50 | 1 | 50 | 0 | 0 | 0 | 0 | 0 |  | 0 | 1 | 1 | 1 | 1 | 0 | 0
XJ | Xinjiang Toksun (China Power Construction) wind farm Phase 1 | onshore_wind_turbine | 4027 | 5 | 0 | 0 | 0 | 0 | 0 | 1 | 0 | 0 | 0 | 0 | 0 | 1 | 1 | 0 | 500 | 1 | 500 | 0 | 0 | 0 | 0 | 0 |  | 0 | 1 | 1 | 1 | 1 | 0 | 0
XJ | Xinjiang Toksun (Guangdong Energy) wind farm 1a | onshore_wind_turbine | 4028 | 5 | 0 | 0 | 0 | 0 | 0 | 1 | 0 | 0 | 0 | 0 | 0 | 1 | 1 | 0 | 200 | 1 | 200 | 0 | 0 | 0 | 0 | 0 |  | 0 | 1 | 1 | 1 | 1 | 0 | 0
XJ | Xinjiang Toksun (Guangdong Energy) wind farm 1b | onshore_wind_turbine | 4029 | 5 | 0 | 0 | 0 | 0 | 0 | 1 | 0 | 0 | 0 | 0 | 0 | 1 | 1 | 0 | 300 | 1 | 300 | 0 | 0 | 0 | 0 | 0 |  | 0 | 1 | 1 | 1 | 1 | 0 | 0
XJ | Xinjiang Toksun (Shenyuan) wind farm | onshore_wind_turbine | 4030 | 5 | 0 | 0 | 0 | 0 | 0 | 1 | 0 | 0 | 0 | 0 | 0 | 1 | 1 | 0 | 49.5 | 1 | 49.5 | 0 | 0 | 0 | 0 | 0 |  | 0 | 1 | 1 | 1 | 1 | 0 | 0
XJ | Xinjiang Toksun (Xinfa) Industrial Park Low Carbon Transformation wind farm | onshore_wind_turbine | 4031 | 5 | 0 | 0 | 0 | 0 | 0 | 1 | 0 | 0 | 0 | 0 | 0 | 1 | 1 | 0 | 100 | 1 | 100 | 0 | 0 | 0 | 0 | 0 |  | 0 | 1 | 1 | 1 | 1 | 0 | 0
XJ | Xinjiang Toli Laofengkou (Huadian) wind farm | onshore_wind_turbine | 4032 | 5 | 0 | 0 | 0 | 0 | 0 | 1 | 0 | 0 | 0 | 0 | 0 | 1 | 1 | 0 | 50 | 1 | 50 | 0 | 0 | 0 | 0 | 0 |  | 0 | 1 | 1 | 1 | 1 | 0 | 0
XJ | Xinjiang Toli Laofengkou (Huaneng) wind farm | onshore_wind_turbine | 4033 | 5 | 0 | 0 | 0 | 0 | 0 | 1 | 0 | 0 | 0 | 0 | 0 | 1 | 1 | 0 | 50 | 1 | 50 | 0 | 0 | 0 | 0 | 0 |  | 0 | 1 | 1 | 1 | 1 | 0 | 0
XJ | Xinjiang Tuokexun (China Guangdong Nuclear) wind farm Phase 1 | onshore_wind_turbine | 4034 | 5 | 0 | 0 | 0 | 0 | 0 | 1 | 0 | 0 | 0 | 0 | 0 | 1 | 1 | 0 | 50 | 1 | 50 | 0 | 0 | 0 | 0 | 0 |  | 0 | 1 | 1 | 1 | 1 | 0 | 0
XJ | Xinjiang Tuokexun (Datang) wind farm Phase 1 | onshore_wind_turbine | 4035 | 5 | 0 | 0 | 0 | 0 | 0 | 1 | 0 | 0 | 0 | 0 | 0 | 1 | 1 | 0 | 50 | 1 | 50 | 0 | 0 | 0 | 0 | 0 |  | 0 | 1 | 1 | 1 | 1 | 0 | 0
XJ | Xinjiang Tuokexun (Datang) wind farm Phase 2 | onshore_wind_turbine | 4036 | 5 | 0 | 0 | 0 | 0 | 0 | 1 | 0 | 0 | 0 | 0 | 0 | 1 | 1 | 0 | 50 | 1 | 50 | 0 | 0 | 0 | 0 | 0 |  | 0 | 1 | 1 | 1 | 1 | 0 | 0
XJ | Xinjiang Tuokexun (Datang) wind farm Phase 3 | onshore_wind_turbine | 4037 | 5 | 0 | 0 | 0 | 0 | 0 | 1 | 0 | 0 | 0 | 0 | 0 | 1 | 1 | 0 | 50 | 1 | 50 | 0 | 0 | 0 | 0 | 0 |  | 0 | 1 | 1 | 1 | 1 | 0 | 0
XJ | Xinjiang Tuokexun (Wuling) wind farm | onshore_wind_turbine | 4038 | 5 | 0 | 0 | 0 | 0 | 0 | 1 | 0 | 0 | 0 | 0 | 0 | 1 | 1 | 0 | 50 | 1 | 50 | 0 | 0 | 0 | 0 | 0 |  | 0 | 1 | 1 | 1 | 1 | 0 | 0
XJ | Xinjiang Tuokexun Baiyanghe wind farm Phase 1 | onshore_wind_turbine | 4039 | 5 | 0 | 0 | 0 | 0 | 0 | 1 | 0 | 0 | 0 | 0 | 0 | 1 | 1 | 0 | 50 | 1 | 50 | 0 | 0 | 0 | 0 | 0 |  | 0 | 1 | 1 | 1 | 1 | 0 | 0
XJ | Xinjiang Tuokexun Baiyanghe wind farm Phase 2 | onshore_wind_turbine | 4040 | 5 | 0 | 0 | 0 | 0 | 0 | 1 | 0 | 0 | 0 | 0 | 0 | 1 | 1 | 0 | 50 | 1 | 50 | 0 | 0 | 0 | 0 | 0 |  | 0 | 1 | 1 | 1 | 1 | 0 | 0
XJ | Xinjiang Tuokexun Baiyanghe wind farm Phase 3 | onshore_wind_turbine | 4041 | 5 | 0 | 0 | 0 | 0 | 0 | 1 | 0 | 0 | 0 | 0 | 0 | 1 | 1 | 0 | 50 | 1 | 50 | 0 | 0 | 0 | 0 | 0 |  | 0 | 1 | 1 | 1 | 1 | 0 | 0
XJ | Xinjiang Tuokexun Baiyanghe wind farm Phase 4 | onshore_wind_turbine | 4042 | 5 | 0 | 0 | 0 | 0 | 0 | 1 | 0 | 0 | 0 | 0 | 0 | 1 | 1 | 0 | 49.5 | 1 | 49.5 | 0 | 0 | 0 | 0 | 0 |  | 0 | 1 | 1 | 1 | 1 | 0 | 0
XJ | Xinjiang Tuoli Laofengkou (Xinjiang Xinneng) wind farm Phase 1 | onshore_wind_turbine | 4043 | 5 | 0 | 0 | 0 | 0 | 0 | 1 | 0 | 0 | 0 | 0 | 0 | 1 | 1 | 0 | 50 | 1 | 50 | 0 | 0 | 0 | 0 | 0 |  | 0 | 1 | 1 | 1 | 1 | 0 | 0
XJ | Xinjiang Tuoli Mayitasi (China Power Investment) wind farm Phase 3 | onshore_wind_turbine | 4044 | 5 | 0 | 0 | 0 | 0 | 0 | 1 | 0 | 0 | 0 | 0 | 0 | 1 | 1 | 0 | 50 | 1 | 50 | 0 | 0 | 0 | 0 | 0 |  | 0 | 1 | 1 | 1 | 1 | 0 | 0
XJ | Xinjiang Tuoli Mayitasi (China Power Investment) wind farm Phase 4 | onshore_wind_turbine | 4045 | 5 | 0 | 0 | 0 | 0 | 0 | 1 | 0 | 0 | 0 | 0 | 0 | 1 | 1 | 0 | 50 | 1 | 50 | 0 | 0 | 0 | 0 | 0 |  | 0 | 1 | 1 | 1 | 1 | 0 | 0
XJ | Xinjiang Tuoli Mayitasi wind farm Phase 2 | onshore_wind_turbine | 4046 | 5 | 0 | 0 | 0 | 0 | 0 | 1 | 0 | 0 | 0 | 0 | 0 | 1 | 1 | 0 | 50 | 1 | 50 | 0 | 0 | 0 | 0 | 0 |  | 0 | 1 | 1 | 1 | 1 | 0 | 0
XJ | Xinjiang Turpan (Huaneng) wind farm Phase 1 | onshore_wind_turbine | 4047 | 5 | 0 | 0 | 0 | 0 | 0 | 1 | 0 | 0 | 0 | 0 | 0 | 1 | 1 | 0 | 405 | 1 | 405 | 0 | 0 | 0 | 0 | 0 |  | 0 | 1 | 1 | 1 | 1 | 0 | 0
XJ | Xinjiang Turpan (Huaneng) wind farm Phase 2 | onshore_wind_turbine | 4048 | 5 | 0 | 0 | 0 | 0 | 0 | 1 | 0 | 0 | 0 | 0 | 0 | 1 | 1 | 0 | 595 | 1 | 595 | 0 | 0 | 0 | 0 | 0 |  | 0 | 1 | 1 | 1 | 1 | 0 | 0
XJ | Xinjiang Turpan Gaochang (Mingyang) wind farm Phase 1 | onshore_wind_turbine | 4049 | 5 | 0 | 0 | 0 | 0 | 0 | 1 | 0 | 0 | 0 | 0 | 0 | 1 | 1 | 0 | 500 | 1 | 500 | 0 | 0 | 0 | 0 | 0 |  | 0 | 1 | 1 | 1 | 1 | 0 | 0
XJ | Xinjiang Turpan Shanshan (Wuling) wind farm Phase 1 | onshore_wind_turbine | 4050 | 5 | 0 | 0 | 0 | 0 | 0 | 1 | 0 | 0 | 0 | 0 | 0 | 1 | 1 | 0 | 50 | 1 | 50 | 0 | 0 | 0 | 0 | 0 |  | 0 | 1 | 1 | 1 | 1 | 0 | 0
XJ | Xinjiang Turpan Wind Farm Photovoltaic Hybrid Project | onshore_wind_turbine | 4051 | 5 | 0 | 0 | 0 | 0 | 0 | 1 | 0 | 0 | 0 | 0 | 0 | 1 | 1 | 0 | 50 | 1 | 50 | 0 | 0 | 0 | 0 | 0 |  | 0 | 1 | 1 | 1 | 1 | 0 | 0
XJ | Xinjiang Turpan Xiaocaohu First wind farm Phase 1 | onshore_wind_turbine | 4052 | 5 | 0 | 0 | 0 | 0 | 0 | 1 | 0 | 0 | 0 | 0 | 0 | 1 | 1 | 0 | 50 | 1 | 50 | 0 | 0 | 0 | 0 | 0 |  | 0 | 1 | 1 | 1 | 1 | 0 | 0
XJ | Xinjiang Turpan Xiaocaohu First wind farm Phase 2 | onshore_wind_turbine | 4053 | 5 | 0 | 0 | 0 | 0 | 0 | 1 | 0 | 0 | 0 | 0 | 0 | 1 | 1 | 0 | 50 | 1 | 50 | 0 | 0 | 0 | 0 | 0 |  | 0 | 1 | 1 | 1 | 1 | 0 | 0
XJ | Xinjiang Turpan Xiaocaohu First wind farm Phase 3 | onshore_wind_turbine | 4054 | 5 | 0 | 0 | 0 | 0 | 0 | 1 | 0 | 0 | 0 | 0 | 0 | 1 | 1 | 0 | 50 | 1 | 50 | 0 | 0 | 0 | 0 | 0 |  | 0 | 1 | 1 | 1 | 1 | 0 | 0
XJ | Xinjiang Turpan Xiaocaohu Second wind farm Phase 1 | onshore_wind_turbine | 4055 | 5 | 0 | 0 | 0 | 0 | 0 | 1 | 0 | 0 | 0 | 0 | 0 | 1 | 1 | 0 | 50 | 1 | 50 | 0 | 0 | 0 | 0 | 0 |  | 0 | 1 | 1 | 1 | 1 | 0 | 0
XJ | Xinjiang Turpan Xiaocaohu Second wind farm Phase 2 | onshore_wind_turbine | 4056 | 5 | 0 | 0 | 0 | 0 | 0 | 1 | 0 | 0 | 0 | 0 | 0 | 1 | 1 | 0 | 50 | 1 | 50 | 0 | 0 | 0 | 0 | 0 |  | 0 | 1 | 1 | 1 | 1 | 0 | 0
XJ | Xinjiang Turpan Xiaocaohu wind farm Phase 1 | onshore_wind_turbine | 4057 | 5 | 0 | 0 | 0 | 0 | 0 | 1 | 0 | 0 | 0 | 0 | 0 | 1 | 1 | 0 | 49.5 | 1 | 49.5 | 0 | 0 | 0 | 0 | 0 |  | 0 | 1 | 1 | 1 | 1 | 0 | 0
XJ | Xinjiang Urumqi "Guaranteed Power Purchase" (China Energy Investment) wind farm | onshore_wind_turbine | 4058 | 5 | 0 | 0 | 0 | 0 | 0 | 1 | 0 | 0 | 0 | 0 | 0 | 1 | 1 | 0 | 100 | 1 | 100 | 0 | 0 | 0 | 0 | 0 |  | 0 | 1 | 1 | 1 | 1 | 0 | 0
XJ | Xinjiang Urumqi "Guaranteed Power Purchase" (Jinko) wind farm | onshore_wind_turbine | 4059 | 5 | 0 | 0 | 0 | 0 | 0 | 1 | 0 | 0 | 0 | 0 | 0 | 1 | 1 | 0 | 100 | 1 | 100 | 0 | 0 | 0 | 0 | 0 |  | 0 | 1 | 1 | 1 | 1 | 0 | 0
XJ | Xinjiang Urumqi "Guaranteed Power Purchase" (State Power Investment) wind farm | onshore_wind_turbine | 4060 | 5 | 0 | 0 | 0 | 0 | 0 | 1 | 0 | 0 | 0 | 0 | 0 | 1 | 1 | 0 | 50 | 1 | 50 | 0 | 0 | 0 | 0 | 0 |  | 0 | 1 | 1 | 1 | 1 | 0 | 0
XJ | Xinjiang Urumqi "Guaranteed Power Purchase" (TBEA) wind farm | onshore_wind_turbine | 4061 | 5 | 0 | 0 | 0 | 0 | 0 | 1 | 0 | 0 | 0 | 0 | 0 | 1 | 1 | 0 | 100 | 1 | 100 | 0 | 0 | 0 | 0 | 0 |  | 0 | 1 | 1 | 1 | 1 | 0 | 0
XJ | Xinjiang Urumqi (Huadian Dabancheng) wind farm Area 1 | onshore_wind_turbine | 4062 | 5 | 0 | 0 | 0 | 0 | 0 | 1 | 0 | 0 | 0 | 0 | 0 | 1 | 1 | 0 | 50 | 1 | 50 | 0 | 0 | 0 | 0 | 0 |  | 0 | 1 | 1 | 1 | 1 | 0 | 0
XJ | Xinjiang Urumqi (Huadian Dabancheng) wind farm Area 2 | onshore_wind_turbine | 4063 | 5 | 0 | 0 | 0 | 0 | 0 | 1 | 0 | 0 | 0 | 0 | 0 | 1 | 1 | 0 | 50 | 1 | 50 | 0 | 0 | 0 | 0 | 0 |  | 0 | 1 | 1 | 1 | 1 | 0 | 0
XJ | Xinjiang Urumqi (Huadian Dabancheng) wind farm Area 3 | onshore_wind_turbine | 4064 | 5 | 0 | 0 | 0 | 0 | 0 | 1 | 0 | 0 | 0 | 0 | 0 | 1 | 1 | 0 | 56 | 1 | 56 | 0 | 0 | 0 | 0 | 0 |  | 0 | 1 | 1 | 1 | 1 | 0 | 0
XJ | Xinjiang Urumqi (Huadian Dabancheng) wind farm Area 4 | onshore_wind_turbine | 4065 | 5 | 0 | 0 | 0 | 0 | 0 | 1 | 0 | 0 | 0 | 0 | 0 | 1 | 1 | 0 | 250 | 1 | 250 | 0 | 0 | 0 | 0 | 0 |  | 0 | 1 | 1 | 1 | 1 | 0 | 0
XJ | Xinjiang Urumqi (Huadian Dabancheng) wind farm Area 5 | onshore_wind_turbine | 4066 | 5 | 0 | 0 | 0 | 0 | 0 | 1 | 0 | 0 | 0 | 0 | 0 | 1 | 1 | 0 | 50 | 1 | 50 | 0 | 0 | 0 | 0 | 0 |  | 0 | 1 | 1 | 1 | 1 | 0 | 0
XJ | Xinjiang Urumqi (Huadian Dabancheng) wind farm Area 6 | onshore_wind_turbine | 4067 | 5 | 0 | 0 | 0 | 0 | 0 | 1 | 0 | 0 | 0 | 0 | 0 | 1 | 1 | 0 | 119 | 1 | 119 | 0 | 0 | 0 | 0 | 0 |  | 0 | 1 | 1 | 1 | 1 | 0 | 0
XJ | Xinjiang Urumqi (Huadian Dabancheng) wind farm Area 7 | onshore_wind_turbine | 4068 | 5 | 0 | 0 | 0 | 0 | 0 | 1 | 0 | 0 | 0 | 0 | 0 | 1 | 1 | 0 | 75 | 1 | 75 | 0 | 0 | 0 | 0 | 0 |  | 0 | 1 | 1 | 1 | 1 | 0 | 0
XJ | Xinjiang Urumqi (Huadian Dabancheng) wind farm Area 8 | onshore_wind_turbine | 4069 | 5 | 0 | 0 | 0 | 0 | 0 | 1 | 0 | 0 | 0 | 0 | 0 | 1 | 1 | 0 | 119 | 1 | 119 | 0 | 0 | 0 | 0 | 0 |  | 0 | 1 | 1 | 1 | 1 | 0 | 0
XJ | Xinjiang Urumqi (Huadian Dabancheng) wind farm Area 9 | onshore_wind_turbine | 4070 | 5 | 0 | 0 | 0 | 0 | 0 | 1 | 0 | 0 | 0 | 0 | 0 | 1 | 1 | 0 | 31 | 1 | 31 | 0 | 0 | 0 | 0 | 0 |  | 0 | 1 | 1 | 1 | 1 | 0 | 0
XJ | Xinjiang Urumqi Dabancheng (Dabancheng Jingong) wind farm | onshore_wind_turbine | 4071 | 5 | 0 | 0 | 0 | 0 | 0 | 1 | 0 | 0 | 0 | 0 | 0 | 1 | 1 | 0 | 645.7 | 1 | 645.7 | 0 | 0 | 0 | 0 | 0 |  | 0 | 1 | 1 | 1 | 1 | 0 | 0
XJ | Xinjiang Urumqi Dabancheng (Dabancheng Jingong) wind farm Ürümqi County | onshore_wind_turbine | 4072 | 5 | 0 | 0 | 0 | 0 | 0 | 1 | 0 | 0 | 0 | 0 | 0 | 1 | 1 | 0 | 156.3 | 1 | 156.3 | 0 | 0 | 0 | 0 | 0 |  | 0 | 1 | 1 | 1 | 1 | 0 | 0
XJ | Xinjiang Urumqi Dabancheng (Xinjiang Tiandian) wind farm Phase 2 | onshore_wind_turbine | 4073 | 5 | 0 | 0 | 0 | 0 | 0 | 1 | 0 | 0 | 0 | 0 | 0 | 1 | 1 | 0 | 50 | 1 | 50 | 0 | 0 | 0 | 0 | 0 |  | 0 | 1 | 1 | 1 | 1 | 0 | 0
XJ | Xinjiang Urumqi Dabancheng (Xinjiang Xinneng) wind farm Phase 1 | onshore_wind_turbine | 4074 | 5 | 0 | 0 | 0 | 0 | 0 | 1 | 0 | 0 | 0 | 0 | 0 | 1 | 1 | 0 | 50 | 1 | 50 | 0 | 0 | 0 | 0 | 0 |  | 0 | 1 | 1 | 1 | 1 | 0 | 0
XJ | Xinjiang Urumqi Dabancheng Fine Chemical Test wind farm Phase 1 | onshore_wind_turbine | 4075 | 5 | 0 | 0 | 0 | 0 | 0 | 1 | 0 | 0 | 0 | 0 | 0 | 1 | 1 | 0 | 50 | 1 | 50 | 0 | 0 | 0 | 0 | 0 |  | 0 | 1 | 1 | 1 | 1 | 0 | 0
XJ | Xinjiang Urumqi Dabancheng Fine Chemical Test wind farm Phase 2 | onshore_wind_turbine | 4076 | 5 | 0 | 0 | 0 | 0 | 0 | 1 | 0 | 0 | 0 | 0 | 0 | 1 | 1 | 0 | 66 | 1 | 66 | 0 | 0 | 0 | 0 | 0 |  | 0 | 1 | 1 | 1 | 1 | 0 | 0
XJ | Xinjiang Urumqi Dabancheng Second (Longyuan) wind farm 2022 expansion | onshore_wind_turbine | 4077 | 5 | 0 | 0 | 0 | 0 | 0 | 1 | 0 | 0 | 0 | 0 | 0 | 1 | 1 | 0 | 131.2 | 1 | 131.2 | 0 | 0 | 0 | 0 | 0 |  | 0 | 1 | 1 | 1 | 1 | 0 | 0
XJ | Xinjiang Urumqi Dabancheng Second (Longyuan) wind farm RP2 | onshore_wind_turbine | 4078 | 5 | 0 | 0 | 0 | 0 | 0 | 1 | 0 | 0 | 0 | 0 | 0 | 1 | 1 | 0 | 64.8 | 1 | 64.8 | 0 | 0 | 0 | 0 | 0 |  | 0 | 1 | 1 | 1 | 1 | 0 | 0
XJ | Xinjiang Urumqi Dabancheng Second (Longyuan) wind farm RP3 | onshore_wind_turbine | 4079 | 5 | 0 | 0 | 0 | 0 | 0 | 1 | 0 | 0 | 0 | 0 | 0 | 1 | 1 | 0 | 25.5 | 1 | 25.5 | 0 | 0 | 0 | 0 | 0 |  | 0 | 1 | 1 | 1 | 1 | 0 | 0
XJ | Xinjiang Urumqi Dabancheng Third (Longyuan) wind farm 1, 2 RP | onshore_wind_turbine | 4080 | 5 | 0 | 0 | 0 | 0 | 0 | 1 | 0 | 0 | 0 | 0 | 0 | 1 | 1 | 0 | 60 | 1 | 60 | 0 | 0 | 0 | 0 | 0 |  | 0 | 1 | 1 | 1 | 1 | 0 | 0
XJ | Xinjiang Urumqi Dabancheng Third (Longyuan) wind farm 2022 expansion | onshore_wind_turbine | 4081 | 5 | 0 | 0 | 0 | 0 | 0 | 1 | 0 | 0 | 0 | 0 | 0 | 1 | 1 | 0 | 158.8 | 1 | 158.8 | 0 | 0 | 0 | 0 | 0 |  | 0 | 1 | 1 | 1 | 1 | 0 | 0
XJ | Xinjiang Urumqi Dabancheng Third (Longyuan) wind farm Phase 3 | onshore_wind_turbine | 4082 | 5 | 0 | 0 | 0 | 0 | 0 | 1 | 0 | 0 | 0 | 0 | 0 | 1 | 1 | 0 | 50 | 1 | 50 | 0 | 0 | 0 | 0 | 0 |  | 0 | 1 | 1 | 1 | 1 | 0 | 0
XJ | Xinjiang Urumqi Dabancheng Third (Longyuan) wind farm Phase 4 | onshore_wind_turbine | 4083 | 5 | 0 | 0 | 0 | 0 | 0 | 1 | 0 | 0 | 0 | 0 | 0 | 1 | 1 | 0 | 50 | 1 | 50 | 0 | 0 | 0 | 0 | 0 |  | 0 | 1 | 1 | 1 | 1 | 0 | 0
XJ | Xinjiang Urumqi Tuoli (China Energy Conservation) 100 MW wind farm | onshore_wind_turbine | 4084 | 5 | 0 | 0 | 0 | 0 | 0 | 1 | 0 | 0 | 0 | 0 | 0 | 1 | 1 | 0 | 30 | 1 | 30 | 0 | 0 | 0 | 0 | 0 |  | 0 | 1 | 1 | 1 | 1 | 0 | 0
XJ | Xinjiang Urumqi Tuoli (China Energy Conservation) 100 MW wind farm Phase 2 | onshore_wind_turbine | 4085 | 5 | 0 | 0 | 0 | 0 | 0 | 1 | 0 | 0 | 0 | 0 | 0 | 1 | 1 | 0 | 30 | 1 | 30 | 0 | 0 | 0 | 0 | 0 |  | 0 | 1 | 1 | 1 | 1 | 0 | 0
XJ | Xinjiang Urumqi Tuoli (China Energy Conservation) 100 MW wind farm Phase 3 | onshore_wind_turbine | 4086 | 5 | 0 | 0 | 0 | 0 | 0 | 1 | 0 | 0 | 0 | 0 | 0 | 1 | 1 | 0 | 40 | 1 | 40 | 0 | 0 | 0 | 0 | 0 |  | 0 | 1 | 1 | 1 | 1 | 0 | 0
XJ | Xinjiang Urumqi Tuoli (China Energy Conservation) 200 MW wind farm Phase 1 | onshore_wind_turbine | 4087 | 5 | 0 | 0 | 0 | 0 | 0 | 1 | 0 | 0 | 0 | 0 | 0 | 1 | 1 | 0 | 50 | 1 | 50 | 0 | 0 | 0 | 0 | 0 |  | 0 | 1 | 1 | 1 | 1 | 0 | 0
XJ | Xinjiang Urumqi Tuoli (China Energy Conservation) 200 MW wind farm | onshore_wind_turbine | 4088 | 5 | 0 | 0 | 0 | 0 | 0 | 1 | 0 | 0 | 0 | 0 | 0 | 1 | 1 | 0 | 50 | 1 | 50 | 0 | 0 | 0 | 0 | 0 |  | 0 | 1 | 1 | 1 | 1 | 0 | 0
XJ | Xinjiang Urumqi Tuoli (Xinfeng) wind farm Phase 1 | onshore_wind_turbine | 4089 | 5 | 0 | 0 | 0 | 0 | 0 | 1 | 0 | 0 | 0 | 0 | 0 | 1 | 1 | 0 | 50 | 1 | 50 | 0 | 0 | 0 | 0 | 0 |  | 0 | 1 | 1 | 1 | 1 | 0 | 0
XJ | Xinjiang Urumqi Tuoli (Xinfeng) wind farm Phase 2 | onshore_wind_turbine | 4090 | 5 | 0 | 0 | 0 | 0 | 0 | 1 | 0 | 0 | 0 | 0 | 0 | 1 | 1 | 0 | 50 | 1 | 50 | 0 | 0 | 0 | 0 | 0 |  | 0 | 1 | 1 | 1 | 1 | 0 | 0
XJ | Xinjiang Urumqi Tuoli (Xinjiang Tianxiang) wind farm | onshore_wind_turbine | 4091 | 5 | 0 | 0 | 0 | 0 | 0 | 1 | 0 | 0 | 0 | 0 | 0 | 1 | 1 | 0 | 20 | 1 | 20 | 0 | 0 | 0 | 0 | 0 |  | 0 | 1 | 1 | 1 | 1 | 0 | 0
XJ | Xinjiang Weihuliang 100 MW Dabancheng wind farm | onshore_wind_turbine | 4092 | 5 | 0 | 0 | 0 | 0 | 0 | 1 | 0 | 0 | 0 | 0 | 0 | 1 | 1 | 0 | 50 | 1 | 50 | 0 | 0 | 0 | 0 | 0 |  | 0 | 1 | 1 | 1 | 1 | 0 | 0
XJ | Xinjiang Weihuliang 300 MW Dabancheng wind farm | onshore_wind_turbine | 4093 | 5 | 0 | 0 | 0 | 0 | 0 | 1 | 0 | 0 | 0 | 0 | 0 | 1 | 1 | 0 | 300 | 1 | 300 | 0 | 0 | 0 | 0 | 0 |  | 0 | 1 | 1 | 1 | 1 | 0 | 0
XJ | Xinjiang Xinyuan Bulegentuobie Distributed wind farm | onshore_wind_turbine | 4094 | 5 | 0 | 0 | 0 | 0 | 0 | 1 | 0 | 0 | 0 | 0 | 0 | 1 | 1 | 0 | 20 | 1 | 20 | 0 | 0 | 0 | 0 | 0 |  | 0 | 1 | 1 | 1 | 1 | 0 | 0
XJ | Xinjiang Yining (China Nuclear Exchange) wind farm | onshore_wind_turbine | 4095 | 5 | 0 | 0 | 0 | 0 | 0 | 1 | 0 | 0 | 0 | 0 | 0 | 1 | 1 | 0 | 130 | 1 | 130 | 0 | 0 | 0 | 0 | 0 |  | 0 | 1 | 1 | 1 | 1 | 0 | 0
XJ | Xinjiang Yiwu Naomaohu (China Guangdong Nuclear) wind farm Phase 1 | onshore_wind_turbine | 4096 | 5 | 0 | 0 | 0 | 0 | 0 | 1 | 0 | 0 | 0 | 0 | 0 | 1 | 1 | 0 | 50 | 1 | 50 | 0 | 0 | 0 | 0 | 0 |  | 0 | 1 | 1 | 1 | 1 | 0 | 0
XJ | Xinjiang Yiwu Naomaohu (China Power Investment) wind farm Phase 1 | onshore_wind_turbine | 4097 | 5 | 0 | 0 | 0 | 0 | 0 | 1 | 0 | 0 | 0 | 0 | 0 | 1 | 1 | 0 | 50 | 1 | 50 | 0 | 0 | 0 | 0 | 0 |  | 0 | 1 | 1 | 1 | 1 | 0 | 0
XJ | Xinjiang Yiwu Naomaohu (Dongfang Minsheng) wind farm Phase 1 | onshore_wind_turbine | 4098 | 5 | 0 | 0 | 0 | 0 | 0 | 1 | 0 | 0 | 0 | 0 | 0 | 1 | 1 | 0 | 50 | 1 | 50 | 0 | 0 | 0 | 0 | 0 |  | 0 | 1 | 1 | 1 | 1 | 0 | 0
XJ | Xinjiang Yiwu Naomaohu (Dongfang Minsheng) wind farm Phase 2 | onshore_wind_turbine | 4099 | 5 | 0 | 0 | 0 | 0 | 0 | 1 | 0 | 0 | 0 | 0 | 0 | 1 | 1 | 0 | 50 | 1 | 50 | 0 | 0 | 0 | 0 | 0 |  | 0 | 1 | 1 | 1 | 1 | 0 | 0
XJ | Xinjiang Yiwu Naomaohu (State Development And Investment Corporation) wind farm Phase 1 | onshore_wind_turbine | 4100 | 5 | 0 | 0 | 0 | 0 | 0 | 1 | 0 | 0 | 0 | 0 | 0 | 1 | 1 | 0 | 50 | 1 | 50 | 0 | 0 | 0 | 0 | 0 |  | 0 | 1 | 1 | 1 | 1 | 0 | 0
XJ | Xinjiang Yiwu Naomaohu (Three Gorges New Energy) wind farm Phase 1 | onshore_wind_turbine | 4101 | 5 | 0 | 0 | 0 | 0 | 0 | 1 | 0 | 0 | 0 | 0 | 0 | 1 | 1 | 0 | 50 | 1 | 50 | 0 | 0 | 0 | 0 | 0 |  | 0 | 1 | 1 | 1 | 1 | 0 | 0
XJ | Xinjiang Yiwu Naomaohu (Xinjiang Huadian) wind farm Phase 1 | onshore_wind_turbine | 4102 | 5 | 0 | 0 | 0 | 0 | 0 | 1 | 0 | 0 | 0 | 0 | 0 | 1 | 1 | 0 | 50 | 1 | 50 | 0 | 0 | 0 | 0 | 0 |  | 0 | 1 | 1 | 1 | 1 | 0 | 0
XJ | Xinjiang Yiwu Naomaohu (Xinjiang Huadian) wind farm Phase 2 | onshore_wind_turbine | 4103 | 5 | 0 | 0 | 0 | 0 | 0 | 1 | 0 | 0 | 0 | 0 | 0 | 1 | 1 | 0 | 50 | 1 | 50 | 0 | 0 | 0 | 0 | 0 |  | 0 | 1 | 1 | 1 | 1 | 0 | 0
XJ | Xinjiang Yiwu Naomaohu (Yiwu Dun'An) wind farm Phase 2 | onshore_wind_turbine | 4104 | 5 | 0 | 0 | 0 | 0 | 0 | 1 | 0 | 0 | 0 | 0 | 0 | 1 | 1 | 0 | 48 | 1 | 48 | 0 | 0 | 0 | 0 | 0 |  | 0 | 1 | 1 | 1 | 1 | 0 | 0
XJ | Xinjiang Yizhou Cuiling Distributed wind farm | onshore_wind_turbine | 4105 | 5 | 0 | 0 | 0 | 0 | 0 | 1 | 0 | 0 | 0 | 0 | 0 | 1 | 1 | 0 | 10 | 1 | 10 | 0 | 0 | 0 | 0 | 0 |  | 0 | 1 | 1 | 1 | 1 | 0 | 0
XJ | Xinjiang Yizhou Luotuo Quanzi (TBEA) wind farm | onshore_wind_turbine | 4106 | 5 | 0 | 0 | 0 | 0 | 0 | 1 | 0 | 0 | 0 | 0 | 0 | 1 | 1 | 0 | 15 | 1 | 15 | 0 | 0 | 0 | 0 | 0 |  | 0 | 1 | 1 | 1 | 1 | 0 | 0
XJ | Xinjiang Yumin Ninth Division Tielieketi wind farm 1 & 2 | onshore_wind_turbine | 4107 | 5 | 0 | 0 | 0 | 0 | 0 | 1 | 0 | 0 | 0 | 0 | 0 | 1 | 1 | 0 | 99 | 1 | 99 | 0 | 0 | 0 | 0 | 0 |  | 0 | 1 | 1 | 1 | 1 | 0 | 0
XJ | Xinjiang Zhundong Xiheishan Source-Grid-Load-Storage wind farm | onshore_wind_turbine | 4108 | 5 | 0 | 0 | 0 | 0 | 0 | 1 | 0 | 0 | 0 | 0 | 0 | 1 | 1 | 0 | 310 | 1 | 310 | 0 | 0 | 0 | 0 | 0 |  | 0 | 1 | 1 | 1 | 1 | 0 | 0
XJ | Xinjiang Ürümqi County (China Energy Construction) wind farm Area C | onshore_wind_turbine | 4109 | 5 | 0 | 0 | 0 | 0 | 0 | 1 | 0 | 0 | 0 | 0 | 0 | 1 | 1 | 0 | 240 | 1 | 240 | 0 | 0 | 0 | 0 | 0 |  | 0 | 1 | 1 | 1 | 1 | 0 | 0
XJ | Xinjiang Ürümqi County (China Energy Construction) wind farm Areas A, B | onshore_wind_turbine | 4110 | 5 | 0 | 0 | 0 | 0 | 0 | 1 | 0 | 0 | 0 | 0 | 0 | 1 | 1 | 0 | 260 | 1 | 260 | 0 | 0 | 0 | 0 | 0 |  | 0 | 1 | 1 | 1 | 1 | 0 | 0
XJ | Xinjiang Ürümqi Wulabo distributed wind farm | onshore_wind_turbine | 4111 | 5 | 0 | 0 | 0 | 0 | 0 | 1 | 0 | 0 | 0 | 0 | 0 | 1 | 1 | 0 | 35.8 | 1 | 35.8 | 0 | 0 | 0 | 0 | 0 |  | 0 | 1 | 1 | 1 | 1 | 0 | 0

## 来源与位置
R_ID | region | Zone | 省区 | 城市/地区 | 县区 | 电厂/项目中文名 | 电厂/项目英文名 | 机组/阶段信息 | 电源类型 | 技术类型原文 | 容量(MW) | 原始状态 | 投运年份 | 业主 | 运营商/母公司 | 纬度 | 经度 | GEM位置ID | GEM机组/单元ID | 来源链接 | 数据源 | CHP原始标记 | 热耗率来源 | 参数说明
1 | SN | 1 | 陕西 | Ankang | Hanbin District | 安康混合式抽水蓄能电站 | Ankang hydroelectric plant | 4 x 200 MW; 1 x 52.5 MW | 水电 | conventional storage | 853 | operating | 1992 | State Grid Shaanxi Electric Power Co Ltd [100%] | State Grid Shaanxi Province Power | 32.6043 | 108.8927 | L100000600588 | G100000600589 | https://www.gem.wiki/Ankang_hydroelectric_plant | Global Hydropower Tracker - March 2026 |  | 不适用 | 按参考表的常规水电设定，Existing_Cap_MWh等于Existing_Cap_MW
2 | SN | 1 | 陕西 | Ankang | Langao | 蔺河口水电站 | Linhekou hydroelectric plant | 3 x 24 MW | 水电 | run-of-river | 72 | operating | 2004 |  | Shaanxi Lanhe Hydropower Development CO LTD | 32.3106 | 108.9383 | L100001045347 | G100001051042 | https://www.gem.wiki/Linhekou_hydroelectric_plant | Global Hydropower Tracker - March 2026 |  | 不适用 | 按参考表的常规水电设定，Existing_Cap_MWh等于Existing_Cap_MW
3 | SN | 1 | 陕西 | Shangluo | Shanyang | 猛柱山水电站 | Mengzhushan hydroelectric plant | 2 x 15.5 MW | 水电 | unknown | 31 | operating |  | Hancheng Energy Group CO LTD | Shanyang Hancheng Hydropower Development | 33.2379 | 110.0557 | L100001062720 | G100001072054 | https://www.gem.wiki/Mengzhushan_hydroelectric_plant | Global Hydropower Tracker - March 2026 |  | 不适用 | 按参考表的常规水电设定，Existing_Cap_MWh等于Existing_Cap_MW
4 | SN | 1 | 陕西 | Ankang | Zhenping | 白土岭水电站 | Shaanxi Baituling hydroelectric plant | 2 x 20 MW; 1 x 8 MW; 1 x 1 MW | 水电 | run-of-river | 49 | operating | 2017 |  | Shaanxi Zhenping Guihua Water Energy CO LTD | 32.0781 | 109.5381 | L100001022981 | G100001027186 | https://www.gem.wiki/Shaanxi_Baituling_hydroelectric_plant | Global Hydropower Tracker - March 2026 |  | 不适用 | 按参考表的常规水电设定，Existing_Cap_MWh等于Existing_Cap_MW
5 | SN | 1 | 陕西 | Hanzhong | Ningqiang | 陕西巨亭水电站 | Shaanxi Juting hydroelectric plant | 2 x 16 MW; 1 x 8 MW | 水电 | run-of-river | 40 | operating | 2016 | Hanzhong Yellow River Medium-sized Hydropower Development Co Ltd |  | 33.0817 | 106.0136 | L100001054650 | G100001062542 | https://www.gem.wiki/Shaanxi_Juting_hydroelectric_plant | Global Hydropower Tracker - March 2026 |  | 不适用 | 按参考表的常规水电设定，Existing_Cap_MWh等于Existing_Cap_MW
6 | SN | 1 | 陕西 | Ankang | Shiquan | 喜河水电站 | Shaanxi Shiquan Xihe hydroelectric plant | 3 x 60 MW | 水电 | run-of-river | 180 | operating | 2006 | Shaanxi Hanjiang Investment Development Co Ltd |  | 32.8285 | 108.2808 | L100001023472 | G100001027834 | https://www.gem.wiki/Shaanxi_Shiquan_Xihe_hydroelectric_plant | Global Hydropower Tracker - March 2026 |  | 不适用 | 按参考表的常规水电设定，Existing_Cap_MWh等于Existing_Cap_MW
7 | SN | 1 | 陕西 | Xianyang | Jingyang | 文泾水电站 | Shaanxi Wenjing hydroelectric plant | 3 x 16 MW | 水电 | run-of-river | 48 | operating | 2010 |  | Shaanxi Wenjing Hydroelectric Power Generation CO LTD | 34.6429 | 108.5832 | L100001022982 | G100001027187 | https://www.gem.wiki/Shaanxi_Wenjing_hydroelectric_plant | Global Hydropower Tracker - March 2026 |  | 不适用 | 按参考表的常规水电设定，Existing_Cap_MWh等于Existing_Cap_MW
8 | SN | 1 | 陕西 | Hanzhong | Yang | 引汉济渭黄金峡水利枢纽工程 | Shaanxi Yang hydroelectric plant | 3 x 45 MW | 水电 | conventional storage | 135 | operating | 2024 |  | Yinhan Jiwei Company Ziwu Power Generation CO LTD | 33.2113 | 107.9508 | L100001023490 | G100001027879 | https://www.gem.wiki/Shaanxi_Yang_hydroelectric_plant | Global Hydropower Tracker - March 2026 |  | 不适用 | 按参考表的常规水电设定，Existing_Cap_MWh等于Existing_Cap_MW
9 | SN | 1 | 陕西 | Hanzhong | Mian | 石门水电站 | Shimen Hanjiang hydroelectric plant | 6 | 水电 | conventional and run-of-river | 40 | operating | 1957 |  |  | 33.2304 | 106.9586 | L100001062741 | G100001072078 | https://www.gem.wiki/Shimen_Hanjiang_hydroelectric_plant | Global Hydropower Tracker - March 2026 |  | 不适用 | 按参考表的常规水电设定，Existing_Cap_MWh等于Existing_Cap_MW
10 | SN | 1 | 陕西 | Ankang | Shiquan | 汉水石泉水电站 | Shiquan hydroelectric plant | 5 x 45 MW | 水电 | conventional storage | 225 | operating | 1975 | Datang Shaanxi Power Generation Co Ltd [100%] |  | 33.0415 | 108.225 | L100000601143 | G100000601156 | https://www.gem.wiki/Shiquan_hydroelectric_plant | Global Hydropower Tracker - March 2026 |  | 不适用 | 按参考表的常规水电设定，Existing_Cap_MWh等于Existing_Cap_MW
11 | SN | 1 | 陕西 | Ankang | Xunyang City | 蜀河水电站 | Shuhe hydroelectric plant | 6 x 46 MW | 水电 | conventional storage | 276 | operating | 2009 | Datang Shaanxi Power Generation Co Ltd [100%] | Shaanxi Hanjiang Investment and Development CO LTD Shuhe Hydropower Plant | 32.9274 | 109.6972 | L100000601156 | G100000601170 | https://www.gem.wiki/Shuhe_hydroelectric_plant | Global Hydropower Tracker - March 2026 |  | 不适用 | 按参考表的常规水电设定，Existing_Cap_MWh等于Existing_Cap_MW
12 | SN | 1 | 陕西 | Yulin | Fugu | 天桥水电站 | Tianqiao hydroelectric plant | 2 x 28 MW; 2 x 36 MW | 水电 | run-of-river | 128 | operating | 1977 | Jinneng Holdings Power Group Co Ltd [100%] | Shanxi Tianqiao Hydro and Power | 39.0641 | 111.133 | L100000601200 | G100000601215 | https://www.gem.wiki/Tianqiao_hydroelectric_plant | Global Hydropower Tracker - March 2026 |  | 不适用 | 按参考表的常规水电设定，Existing_Cap_MWh等于Existing_Cap_MW
13 | SN | 1 | 陕西 | Ankang | Shiquan | 汉水喜河水电站 | Xihe hydroelectric plant | 3 x 60 MW | 水电 | conventional storage | 180 | operating | 2006 | Datang Shaanxi Power Generation Co Ltd [100%] |  | 32.8279 | 108.2824 | L100000601287 | G100000601303 | https://www.gem.wiki/Xihe_hydroelectric_plant | Global Hydropower Tracker - March 2026 |  | 不适用 | 按参考表的常规水电设定，Existing_Cap_MWh等于Existing_Cap_MW
14 | SN | 1 | 陕西 | Ankang | Xunyang City | 旬阳水电站 | Xunyang hydroelectric plant | 4 x 80 MW | 水电 | conventional storage | 320 | operating | 2022 | China Datang Corp Ltd [100%] | Shaanxi Hanjiang Investment Development | 32.8349 | 109.3641 | L100000601315 | G100000604960 | https://www.gem.wiki/Xunyang_hydroelectric_plant | Global Hydropower Tracker - March 2026 |  | 不适用 | 按参考表的常规水电设定，Existing_Cap_MWh等于Existing_Cap_MW
15 | SN | 1 | 陕西 | Shangluo | Zhen'an | 镇安抽水蓄能电站 | Zhen’an hydroelectric plant | 4 x 350 MW | 水电 | pumped storage | 1400 | operating | 2024 | State Grid Xinyuan Co Ltd [100%] | Shaanxi Zhenan Pumped Storage | 33.5126 | 108.7136 | L100000601375 | G100000601392 | https://www.gem.wiki/Zhen’an_hydroelectric_plant | Global Hydropower Tracker - March 2026 |  | 不适用 | 按参考表设定充放电效率0.8；储能时长假设为8小时
16 | SN | 1 | 陕西 | Yulin | Fugu | 陕西奥维乾元化工公司自备电厂 | Aoweiqianyuan Captive power station | Unit 1 | 煤电 | subcritical | 50 | operating | 2012 | Shaanxi Aoweiqianyuan Chemical Co Ltd [100%] | Shaanxi Xingmao Zhuluoji Coal Industry Magnesium Cell Group Co Ltd [70.0%]; Shaanxi Coal and Chemical Industry Co Ltd [20.0%]; Fugu Hengxing Coal and Coke Co Ltd [10.0%] | 39.2507 | 111.143 | L100000101231 | G100000113547 | https://www.gem.wiki/Aoweiqianyuan_Captive_power_station | Global Coal Plant Tracker - January 2026 | yes | GEM Heat rate (Btu/kWh) ÷ 1000 | 热耗率来自GEM；其余运行参数继承参考Generators_data.csv的煤电设定
17 | SN | 1 | 陕西 | Yulin | Fugu | 陕西奥维乾元化工公司自备电厂 | Aoweiqianyuan Captive power station | Unit 2 | 煤电 | subcritical | 50 | operating | 2012 | Shaanxi Aoweiqianyuan Chemical Co Ltd [100%] | Shaanxi Xingmao Zhuluoji Coal Industry Magnesium Cell Group Co Ltd [70.0%]; Shaanxi Coal and Chemical Industry Co Ltd [20.0%]; Fugu Hengxing Coal and Coke Co Ltd [10.0%] | 39.2507 | 111.143 | L100000101231 | G100000113548 | https://www.gem.wiki/Aoweiqianyuan_Captive_power_station | Global Coal Plant Tracker - January 2026 | yes | GEM Heat rate (Btu/kWh) ÷ 1000 | 热耗率来自GEM；其余运行参数继承参考Generators_data.csv的煤电设定
18 | SN | 1 | 陕西 | Xi'an | Baqiao | 大唐灞桥热电厂 | Baqiao power station | Phase V Unit 2-1 | 煤电 | subcritical | 125 | operating | 2003 | Datang Shaanxi Power Generation Co Ltd Baqiao Thermal Power Plant [100%] | China Datang Corp Ltd [100.0%] | 34.2851 | 109.0503 | L100000101232 | G100000100579 | https://www.gem.wiki/Baqiao_power_station | Global Coal Plant Tracker - January 2026 | yes | GEM Heat rate (Btu/kWh) ÷ 1000 | 热耗率来自GEM；其余运行参数继承参考Generators_data.csv的煤电设定
19 | SN | 1 | 陕西 | Xi'an | Baqiao | 大唐灞桥热电厂 | Baqiao power station | Phase V Unit 2-2 | 煤电 | subcritical | 125 | operating | 2003 | Datang Shaanxi Power Generation Co Ltd Baqiao Thermal Power Plant [100%] | China Datang Corp Ltd [100.0%] | 34.2851 | 109.0503 | L100000101232 | G100000100580 | https://www.gem.wiki/Baqiao_power_station | Global Coal Plant Tracker - January 2026 | yes | GEM Heat rate (Btu/kWh) ÷ 1000 | 热耗率来自GEM；其余运行参数继承参考Generators_data.csv的煤电设定
20 | SN | 1 | 陕西 | Xi'an | Baqiao | 大唐灞桥热电厂 | Baqiao power station | Phase VI Unit 2-3 | 煤电 | subcritical | 300 | operating | 2008 | Datang Shaanxi Power Generation Co Ltd Baqiao Thermal Power Plant [100%] | China Datang Corp Ltd [100.0%] | 34.2851 | 109.0503 | L100000101232 | G100000100581 | https://www.gem.wiki/Baqiao_power_station | Global Coal Plant Tracker - January 2026 | yes | GEM Heat rate (Btu/kWh) ÷ 1000 | 热耗率来自GEM；其余运行参数继承参考Generators_data.csv的煤电设定
21 | SN | 1 | 陕西 | Xi'an | Baqiao | 大唐灞桥热电厂 | Baqiao power station | Phase VI Unit 2-4 | 煤电 | subcritical | 300 | operating | 2008 | Datang Shaanxi Power Generation Co Ltd Baqiao Thermal Power Plant [100%] | China Datang Corp Ltd [100.0%] | 34.2851 | 109.0503 | L100000101232 | G100000100582 | https://www.gem.wiki/Baqiao_power_station | Global Coal Plant Tracker - January 2026 | yes | GEM Heat rate (Btu/kWh) ÷ 1000 | 热耗率来自GEM；其余运行参数继承参考Generators_data.csv的煤电设定
22 | SN | 1 | 陕西 | Xianyang | Changwu | 大唐彬长发电厂 | Binchang power station | Phase I Unit 1 | 煤电 | supercritical | 630 | operating | 2009 | Datang Binchang Power Generation Co Ltd [100%] | China Datang Corp Ltd [80.0%]; Shaanxi Coal Industry Co Ltd [20.0%] | 35.1366 | 107.9314 | L100000101234 | G100000102015 | https://www.gem.wiki/Binchang_power_station | Global Coal Plant Tracker - January 2026 | yes | GEM Heat rate (Btu/kWh) ÷ 1000 | 热耗率来自GEM；其余运行参数继承参考Generators_data.csv的煤电设定
23 | SN | 1 | 陕西 | Xianyang | Changwu | 大唐彬长发电厂 | Binchang power station | Phase I Unit 2 | 煤电 | supercritical | 630 | operating | 2009 | Datang Binchang Power Generation Co Ltd [100%] | China Datang Corp Ltd [80.0%]; Shaanxi Coal Industry Co Ltd [20.0%] | 35.1366 | 107.9314 | L100000101234 | G100000102016 | https://www.gem.wiki/Binchang_power_station | Global Coal Plant Tracker - January 2026 | yes | GEM Heat rate (Btu/kWh) ÷ 1000 | 热耗率来自GEM；其余运行参数继承参考Generators_data.csv的煤电设定
24 | SN | 1 | 陕西 | Baoji | Chencang | 大唐宝鸡热电厂 | Datang Baoji power station | Phase I Unit 1 | 煤电 | subcritical | 330 | operating | 2009 | Datang Baoji Thermal Power Factory [100%] | China Datang Corp Ltd [100.0%] | 34.3814 | 107.2936 | L100000101233 | G100000102010 | https://www.gem.wiki/Datang_Baoji_power_station | Global Coal Plant Tracker - January 2026 | yes | GEM Heat rate (Btu/kWh) ÷ 1000 | 热耗率来自GEM；其余运行参数继承参考Generators_data.csv的煤电设定
25 | SN | 1 | 陕西 | Baoji | Chencang | 大唐宝鸡热电厂 | Datang Baoji power station | Phase I Unit 2 | 煤电 | subcritical | 330 | operating | 2009 | Datang Baoji Thermal Power Factory [100%] | China Datang Corp Ltd [100.0%] | 34.3814 | 107.2936 | L100000101233 | G100000102011 | https://www.gem.wiki/Datang_Baoji_power_station | Global Coal Plant Tracker - January 2026 | yes | GEM Heat rate (Btu/kWh) ÷ 1000 | 热耗率来自GEM；其余运行参数继承参考Generators_data.csv的煤电设定
26 | SN | 1 | 陕西 | Xianyang | Weicheng District | 大唐渭河热电厂 | Datang Weihe power station | Unit 3 | 煤电 | subcritical | 300 | operating | 2009 | Datang Shaanxi Power Generation Co Ltd Weihe Thermal Power Plant [100%] | China Datang Corp Ltd [100.0%] | 34.4311 | 108.8989 | L100000101239 | G100000102196 | https://www.gem.wiki/Datang_Weihe_power_station | Global Coal Plant Tracker - January 2026 | yes | GEM Heat rate (Btu/kWh) ÷ 1000 | 热耗率来自GEM；其余运行参数继承参考Generators_data.csv的煤电设定
27 | SN | 1 | 陕西 | Xianyang | Weicheng District | 大唐渭河热电厂 | Datang Weihe power station | Unit 4 | 煤电 | subcritical | 300 | operating | 2009 | Datang Shaanxi Power Generation Co Ltd Weihe Thermal Power Plant [100%] | China Datang Corp Ltd [100.0%] | 34.4311 | 108.8989 | L100000101239 | G100000102197 | https://www.gem.wiki/Datang_Weihe_power_station | Global Coal Plant Tracker - January 2026 | yes | GEM Heat rate (Btu/kWh) ÷ 1000 | 热耗率来自GEM；其余运行参数继承参考Generators_data.csv的煤电设定
28 | SN | 1 | 陕西 | Yan'an | Fu | 大唐延安发电公司 | Datang Yan'an power station | Phase I Unit 1 | 煤电 | ultra-supercritical | 660 | operating | 2023 | Datang Yanan Power Generation Co Ltd [100%] | China Datang Corp Ltd [100.0%] | 35.8267 | 109.3021 | L100000101261 | G100000104569 | https://www.gem.wiki/Datang_Yan'an_power_station | Global Coal Plant Tracker - January 2026 |  | GEM Heat rate (Btu/kWh) ÷ 1000 | 热耗率来自GEM；其余运行参数继承参考Generators_data.csv的煤电设定
29 | SN | 1 | 陕西 | Yan'an | Fu | 大唐延安发电公司 | Datang Yan'an power station | Phase I Unit 2 | 煤电 | ultra-supercritical | 660 | operating | 2024 | Datang Yanan Power Generation Co Ltd [100%] | China Datang Corp Ltd [100.0%] | 35.8267 | 109.3021 | L100000101261 | G100000104570 | https://www.gem.wiki/Datang_Yan'an_power_station | Global Coal Plant Tracker - January 2026 |  | GEM Heat rate (Btu/kWh) ÷ 1000 | 热耗率来自GEM；其余运行参数继承参考Generators_data.csv的煤电设定
30 | SN | 1 | 陕西 | Yan'an | Huangling | 陕煤集团黄陵矿业店头发电厂 | Diantou power station | Phase I Unit 1 | 煤电 | ultra-supercritical | 660 | operating | 2023 | Shaanxi Huangling Power Generation Co Ltd [100%] | Shaanxi Coal and Chemical Industry Co Ltd [31.0%]; Xi'an Jinxuan Investment Management Partnership LP [29.6%]; Jiangsu Yueda Group Co Ltd [23.6%]; Industrial and Commercial Bank of China Ltd [7.9%]; Xi'an Jingfa Holding (Group) Co Ltd [1.1%]; Shaanxi Finance Investment Management Co Ltd [1.1%]; China Construction Bank Corp [1.0%]; Shaanxi Yanchang Petroleum (Group) Co Ltd [0.9%]; unknown [0.8%]; Far East Horizon [0.8%]; Xi'an Urban Infrastructure Construction Investment Group Co Ltd [0.8%]; Yulin Investment Operation Group Co Ltd [0.8%]; Shaanxi International Trust Co Ltd [0.4%]; Chang'an Huitong Co Ltd [0.1%] | 35.6578 | 109.0505 | L100000101241 | G100000102364 | https://www.gem.wiki/Diantou_power_station | Global Coal Plant Tracker - January 2026 |  | GEM Heat rate (Btu/kWh) ÷ 1000 | 热耗率来自GEM；其余运行参数继承参考Generators_data.csv的煤电设定
31 | SN | 1 | 陕西 | Yan'an | Huangling | 陕煤集团黄陵矿业店头发电厂 | Diantou power station | Phase I Unit 2 | 煤电 | ultra-supercritical | 660 | operating | 2023 | Shaanxi Huangling Power Generation Co Ltd [100%] | Shaanxi Coal and Chemical Industry Co Ltd [31.0%]; Xi'an Jinxuan Investment Management Partnership LP [29.6%]; Jiangsu Yueda Group Co Ltd [23.6%]; Industrial and Commercial Bank of China Ltd [7.9%]; Xi'an Jingfa Holding (Group) Co Ltd [1.1%]; Shaanxi Finance Investment Management Co Ltd [1.1%]; China Construction Bank Corp [1.0%]; Shaanxi Yanchang Petroleum (Group) Co Ltd [0.9%]; unknown [0.8%]; Far East Horizon [0.8%]; Xi'an Urban Infrastructure Construction Investment Group Co Ltd [0.8%]; Yulin Investment Operation Group Co Ltd [0.8%]; Shaanxi International Trust Co Ltd [0.4%]; Chang'an Huitong Co Ltd [0.1%] | 35.6578 | 109.0505 | L100000101241 | G100000102365 | https://www.gem.wiki/Diantou_power_station | Global Coal Plant Tracker - January 2026 |  | GEM Heat rate (Btu/kWh) ÷ 1000 | 热耗率来自GEM；其余运行参数继承参考Generators_data.csv的煤电设定
32 | SN | 1 | 陕西 | Yan'an | Fu | 延长石油富县电厂 | Fu County power station | Phase I Unit 1 | 煤电 | ultra-supercritical | 1000 | operating | 2023 | Shaanxi Yanchang Petroleum Fuxian Power Generation Co Ltd [100%] | Shaanxi Yanchang Petroleum (Group) Co Ltd [85.5%]; Chang'an Huitong Co Ltd [10.0%]; unknown [4.5%] | 35.8587 | 109.2167 | L100000104506 | G100000114039 | https://www.gem.wiki/Fu_County_power_station | Global Coal Plant Tracker - January 2026 |  | GEM Heat rate (Btu/kWh) ÷ 1000 | 热耗率来自GEM；其余运行参数继承参考Generators_data.csv的煤电设定
33 | SN | 1 | 陕西 | Yan'an | Fu | 延长石油富县电厂 | Fu County power station | Phase I Unit 2 | 煤电 | ultra-supercritical | 1000 | operating | 2023 | Shaanxi Yanchang Petroleum Fuxian Power Generation Co Ltd [100%] | Shaanxi Yanchang Petroleum (Group) Co Ltd [85.5%]; Chang'an Huitong Co Ltd [10.0%]; unknown [4.5%] | 35.8587 | 109.2167 | L100000104506 | G100000114040 | https://www.gem.wiki/Fu_County_power_station | Global Coal Plant Tracker - January 2026 |  | GEM Heat rate (Btu/kWh) ÷ 1000 | 热耗率来自GEM；其余运行参数继承参考Generators_data.csv的煤电设定
34 | SN | 1 | 陕西 | Yulin | Fugu | 府谷县奥维加能焦电化工有限公司热电 | Fugu Aowei Jianeng Coking-Electricity-Chemical power station | Unit 1 | 煤电 | unknown | 50 | operating | 2010 | Fugu Aoweiganeng Coke Chemical Co Ltd [100%] | Fugu Hengxing Coal and Coke Co Ltd [70.0%]; natural person(s) [20.0%]; Fugu County Juliyuan Industry and Trade Co Ltd [10.0%] | 39.2508 | 111.1434 | L100000104512 | G100000114056 | https://www.gem.wiki/Fugu_Aowei_Jianeng_Coking-Electricity-Chemical_power_station | Global Coal Plant Tracker - January 2026 | yes | GEM Heat rate (Btu/kWh) ÷ 1000 | 热耗率来自GEM；其余运行参数继承参考Generators_data.csv的煤电设定
35 | SN | 1 | 陕西 | Yulin | Fugu | 府谷县奥维加能焦电化工有限公司热电 | Fugu Aowei Jianeng Coking-Electricity-Chemical power station | Unit 2 | 煤电 | unknown | 50 | operating | 2010 | Fugu Aoweiganeng Coke Chemical Co Ltd [100%] | Fugu Hengxing Coal and Coke Co Ltd [70.0%]; natural person(s) [20.0%]; Fugu County Juliyuan Industry and Trade Co Ltd [10.0%] | 39.2508 | 111.1434 | L100000104512 | G100000114057 | https://www.gem.wiki/Fugu_Aowei_Jianeng_Coking-Electricity-Chemical_power_station | Global Coal Plant Tracker - January 2026 | yes | GEM Heat rate (Btu/kWh) ÷ 1000 | 热耗率来自GEM；其余运行参数继承参考Generators_data.csv的煤电设定
36 | SN | 1 | 陕西 | Yulin | Fugu | 郭家湾电厂二期2X660MW扩建项目, 神华神东电力郭家湾电厂 | Fugu Guojiawan power station | Unit 1 | 煤电 | subcritical | 300 | operating | 2010 | Shenhua Shendong Electric Power Co Ltd Guojiawan Power Plant Co Ltd [100%] | China Shenhua Energy Co Ltd [100.0%] | 39.2226 | 110.4066 | L100000101276 | G100000109134 | https://www.gem.wiki/Fugu_Guojiawan_power_station | Global Coal Plant Tracker - January 2026 | yes | GEM Heat rate (Btu/kWh) ÷ 1000 | 热耗率来自GEM；其余运行参数继承参考Generators_data.csv的煤电设定
37 | SN | 1 | 陕西 | Yulin | Fugu | 郭家湾电厂二期2X660MW扩建项目, 神华神东电力郭家湾电厂 | Fugu Guojiawan power station | Unit 2 | 煤电 | subcritical | 300 | operating | 2010 | Shenhua Shendong Electric Power Co Ltd Guojiawan Power Plant Co Ltd [100%] | China Shenhua Energy Co Ltd [100.0%] | 39.2226 | 110.4066 | L100000101276 | G100000109135 | https://www.gem.wiki/Fugu_Guojiawan_power_station | Global Coal Plant Tracker - January 2026 | yes | GEM Heat rate (Btu/kWh) ÷ 1000 | 热耗率来自GEM；其余运行参数继承参考Generators_data.csv的煤电设定
38 | SN | 1 | 陕西 | Yulin | Fugu | 神华国能陕西德源府谷庙沟门电厂 | Fugu Miaogoumen power station | Phase I Unit 1 | 煤电 | subcritical | 600 | operating | 2008 | Shaanxi Deyuan Fugu Energy Co Ltd [100%] | China Energy Investment Corp [70.0%]; Shaanxi Coal and Chemical Industry Co Ltd [30.0%] | 39.2083 | 110.785 | L100000101277 | G100000109136 | https://www.gem.wiki/Fugu_Miaogoumen_power_station | Global Coal Plant Tracker - January 2026 |  | GEM Heat rate (Btu/kWh) ÷ 1000 | 热耗率来自GEM；其余运行参数继承参考Generators_data.csv的煤电设定
39 | SN | 1 | 陕西 | Yulin | Fugu | 神华国能陕西德源府谷庙沟门电厂 | Fugu Miaogoumen power station | Phase I Unit 2 | 煤电 | subcritical | 600 | operating | 2008 | Shaanxi Deyuan Fugu Energy Co Ltd [100%] | China Energy Investment Corp [70.0%]; Shaanxi Coal and Chemical Industry Co Ltd [30.0%] | 39.2083 | 110.785 | L100000101277 | G100000109137 | https://www.gem.wiki/Fugu_Miaogoumen_power_station | Global Coal Plant Tracker - January 2026 |  | GEM Heat rate (Btu/kWh) ÷ 1000 | 热耗率来自GEM；其余运行参数继承参考Generators_data.csv的煤电设定
40 | SN | 1 | 陕西 | Yulin | Fugu | 神华国能陕西德源府谷庙沟门电厂 | Fugu Miaogoumen power station | Phase II Unit 3 | 煤电 | ultra-supercritical | 660 | operating | 2020 | Shaanxi Deyuan Fugu Energy Co Ltd [100%] | China Energy Investment Corp [70.0%]; Shaanxi Coal and Chemical Industry Co Ltd [30.0%] | 39.2083 | 110.785 | L100000101277 | G100000109138 | https://www.gem.wiki/Fugu_Miaogoumen_power_station | Global Coal Plant Tracker - January 2026 |  | GEM Heat rate (Btu/kWh) ÷ 1000 | 热耗率来自GEM；其余运行参数继承参考Generators_data.csv的煤电设定
41 | SN | 1 | 陕西 | Yulin | Fugu | 神华国能陕西德源府谷庙沟门电厂 | Fugu Miaogoumen power station | Phase II Unit 4 | 煤电 | ultra-supercritical | 660 | operating | 2020 | Shaanxi Deyuan Fugu Energy Co Ltd [100%] | China Energy Investment Corp [70.0%]; Shaanxi Coal and Chemical Industry Co Ltd [30.0%] | 39.2083 | 110.785 | L100000101277 | G100000109139 | https://www.gem.wiki/Fugu_Miaogoumen_power_station | Global Coal Plant Tracker - January 2026 |  | GEM Heat rate (Btu/kWh) ÷ 1000 | 热耗率来自GEM；其余运行参数继承参考Generators_data.csv的煤电设定
42 | SN | 1 | 陕西 | Yulin | Fugu | 陕西投资集团清水川发电厂 | Fugu Qingshuichuan power station | Phase I Unit 1 | 煤电 | subcritical | 300 | operating | 2008 | Shaanxi Qingshuichuan Energy Co Ltd [100%] | Shaanxi ENERGY Investment Co Ltd [66.0%]; Shaanxi Coal and Chemical Industry Co Ltd [34.0%] | 39.2049 | 111.119 | L100000101244 | G100000102808 | https://www.gem.wiki/Fugu_Qingshuichuan_power_station | Global Coal Plant Tracker - January 2026 |  | GEM Heat rate (Btu/kWh) ÷ 1000 | 热耗率来自GEM；其余运行参数继承参考Generators_data.csv的煤电设定
43 | SN | 1 | 陕西 | Yulin | Fugu | 陕西投资集团清水川发电厂 | Fugu Qingshuichuan power station | Phase I Unit 2 | 煤电 | subcritical | 300 | operating | 2008 | Shaanxi Qingshuichuan Energy Co Ltd [100%] | Shaanxi ENERGY Investment Co Ltd [66.0%]; Shaanxi Coal and Chemical Industry Co Ltd [34.0%] | 39.2049 | 111.119 | L100000101244 | G100000102809 | https://www.gem.wiki/Fugu_Qingshuichuan_power_station | Global Coal Plant Tracker - January 2026 |  | GEM Heat rate (Btu/kWh) ÷ 1000 | 热耗率来自GEM；其余运行参数继承参考Generators_data.csv的煤电设定
44 | SN | 1 | 陕西 | Yulin | Fugu | 陕西投资集团清水川发电厂 | Fugu Qingshuichuan power station | Phase II Unit 3 | 煤电 | ultra-supercritical | 1000 | operating | 2019 | Shaanxi Qingshuichuan Energy Co Ltd [100%] | Shaanxi ENERGY Investment Co Ltd [66.0%]; Shaanxi Coal and Chemical Industry Co Ltd [34.0%] | 39.2037 | 111.1177 | L100000101244 | G100000102810 | https://www.gem.wiki/Fugu_Qingshuichuan_power_station | Global Coal Plant Tracker - January 2026 |  | GEM Heat rate (Btu/kWh) ÷ 1000 | 热耗率来自GEM；其余运行参数继承参考Generators_data.csv的煤电设定
45 | SN | 1 | 陕西 | Yulin | Fugu | 陕西投资集团清水川发电厂 | Fugu Qingshuichuan power station | Phase II Unit 4 | 煤电 | ultra-supercritical | 1000 | operating | 2019 | Shaanxi Qingshuichuan Energy Co Ltd [100%] | Shaanxi ENERGY Investment Co Ltd [66.0%]; Shaanxi Coal and Chemical Industry Co Ltd [34.0%] | 39.2037 | 111.1177 | L100000101244 | G100000102811 | https://www.gem.wiki/Fugu_Qingshuichuan_power_station | Global Coal Plant Tracker - January 2026 |  | GEM Heat rate (Btu/kWh) ÷ 1000 | 热耗率来自GEM；其余运行参数继承参考Generators_data.csv的煤电设定
46 | SN | 1 | 陕西 | Yulin | Fugu | 陕西投资集团清水川发电厂 | Fugu Qingshuichuan power station | Phase III Unit 5 | 煤电 | ultra-supercritical | 1000 | operating | 2024 | Shaanxi Qingshuichuan Energy Co Ltd [100%] | Shaanxi ENERGY Investment Co Ltd [66.0%]; Shaanxi Coal and Chemical Industry Co Ltd [34.0%] | 39.2037 | 111.1177 | L100000101244 | G100000102812 | https://www.gem.wiki/Fugu_Qingshuichuan_power_station | Global Coal Plant Tracker - January 2026 |  | GEM Heat rate (Btu/kWh) ÷ 1000 | 热耗率来自GEM；其余运行参数继承参考Generators_data.csv的煤电设定
47 | SN | 1 | 陕西 | Yulin | Fugu | 陕西投资集团清水川发电厂 | Fugu Qingshuichuan power station | Phase III Unit 6 | 煤电 | ultra-supercritical | 1000 | operating | 2024 | Shaanxi Qingshuichuan Energy Co Ltd [100%] | Shaanxi ENERGY Investment Co Ltd [66.0%]; Shaanxi Coal and Chemical Industry Co Ltd [34.0%] | 39.2037 | 111.1177 | L100000101244 | G100000102813 | https://www.gem.wiki/Fugu_Qingshuichuan_power_station | Global Coal Plant Tracker - January 2026 |  | GEM Heat rate (Btu/kWh) ÷ 1000 | 热耗率来自GEM；其余运行参数继承参考Generators_data.csv的煤电设定
48 | SN | 1 | 陕西 | Weinan | Fuping | 神华神东电力陕西富平热电 | Fuping Cogen power station | Unit 1 | 煤电 | supercritical | 350 | operating | 2018 | Datang Fuping Thermal Power Co Ltd [100%] | China Datang Corp Ltd [100.0%] | 34.7193 | 109.2228 | L100000101245 | G100000102830 | https://www.gem.wiki/Fuping_Cogen_power_station | Global Coal Plant Tracker - January 2026 | yes | GEM Heat rate (Btu/kWh) ÷ 1000 | 热耗率来自GEM；其余运行参数继承参考Generators_data.csv的煤电设定
49 | SN | 1 | 陕西 | Weinan | Fuping | 神华神东电力陕西富平热电 | Fuping Cogen power station | Unit 2 | 煤电 | supercritical | 350 | operating | 2018 | Datang Fuping Thermal Power Co Ltd [100%] | China Datang Corp Ltd [100.0%] | 34.7193 | 109.2228 | L100000101245 | G100000102831 | https://www.gem.wiki/Fuping_Cogen_power_station | Global Coal Plant Tracker - January 2026 | yes | GEM Heat rate (Btu/kWh) ÷ 1000 | 热耗率来自GEM；其余运行参数继承参考Generators_data.csv的煤电设定
50 | SN | 1 | 陕西 | Baoji | Fengxiang | 大唐宝鸡发电有限责任公司5、6号机组, 国电宝鸡第二发电厂 | Guodian Baoji-2 power station | Unit 1 | 煤电 | subcritical | 300 | operating | 1998 | Datang Baoji Second Power Generation Co Ltd [100%] | China Datang Corp Ltd [65.0%]; Shaanxi ENERGY Investment Co Ltd [35.0%] | 34.498 | 107.2182 | L100000101246 | G100000103257 | https://www.gem.wiki/Guodian_Baoji-2_power_station | Global Coal Plant Tracker - January 2026 | yes | GEM Heat rate (Btu/kWh) ÷ 1000 | 热耗率来自GEM；其余运行参数继承参考Generators_data.csv的煤电设定
51 | SN | 1 | 陕西 | Baoji | Fengxiang | 大唐宝鸡发电有限责任公司5、6号机组, 国电宝鸡第二发电厂 | Guodian Baoji-2 power station | Unit 2 | 煤电 | subcritical | 300 | operating | 1999 | Datang Baoji Second Power Generation Co Ltd [100%] | China Datang Corp Ltd [65.0%]; Shaanxi ENERGY Investment Co Ltd [35.0%] | 34.498 | 107.2182 | L100000101246 | G100000103258 | https://www.gem.wiki/Guodian_Baoji-2_power_station | Global Coal Plant Tracker - January 2026 | yes | GEM Heat rate (Btu/kWh) ÷ 1000 | 热耗率来自GEM；其余运行参数继承参考Generators_data.csv的煤电设定
52 | SN | 1 | 陕西 | Baoji | Fengxiang | 大唐宝鸡发电有限责任公司5、6号机组, 国电宝鸡第二发电厂 | Guodian Baoji-2 power station | Unit 3 | 煤电 | subcritical | 300 | operating | 2000 | Datang Baoji Second Power Generation Co Ltd [100%] | China Datang Corp Ltd [65.0%]; Shaanxi ENERGY Investment Co Ltd [35.0%] | 34.498 | 107.2182 | L100000101246 | G100000103259 | https://www.gem.wiki/Guodian_Baoji-2_power_station | Global Coal Plant Tracker - January 2026 | yes | GEM Heat rate (Btu/kWh) ÷ 1000 | 热耗率来自GEM；其余运行参数继承参考Generators_data.csv的煤电设定
53 | SN | 1 | 陕西 | Baoji | Fengxiang | 大唐宝鸡发电有限责任公司5、6号机组, 国电宝鸡第二发电厂 | Guodian Baoji-2 power station | Unit 4 | 煤电 | subcritical | 300 | operating | 2001 | Datang Baoji Second Power Generation Co Ltd [100%] | China Datang Corp Ltd [65.0%]; Shaanxi ENERGY Investment Co Ltd [35.0%] | 34.498 | 107.2182 | L100000101246 | G100000103260 | https://www.gem.wiki/Guodian_Baoji-2_power_station | Global Coal Plant Tracker - January 2026 | yes | GEM Heat rate (Btu/kWh) ÷ 1000 | 热耗率来自GEM；其余运行参数继承参考Generators_data.csv的煤电设定
54 | SN | 1 | 陕西 | Baoji | Fengxiang | 大唐宝鸡发电有限责任公司5、6号机组, 国电宝鸡第二发电厂 | Guodian Baoji-2 power station | Unit 5 | 煤电 | supercritical | 660 | operating | 2011 | Datang Baoji Power Generation Co Ltd [100%] | China Datang Corp Ltd [65.0%]; Shaanxi ENERGY Investment Co Ltd [35.0%] | 34.498 | 107.2182 | L100000101246 | G100000103261 | https://www.gem.wiki/Guodian_Baoji-2_power_station | Global Coal Plant Tracker - January 2026 |  | GEM Heat rate (Btu/kWh) ÷ 1000 | 热耗率来自GEM；其余运行参数继承参考Generators_data.csv的煤电设定
55 | SN | 1 | 陕西 | Baoji | Fengxiang | 大唐宝鸡发电有限责任公司5、6号机组, 国电宝鸡第二发电厂 | Guodian Baoji-2 power station | Unit 6 | 煤电 | supercritical | 660 | operating | 2011 | Datang Baoji Power Generation Co Ltd [100%] | China Datang Corp Ltd [65.0%]; Shaanxi ENERGY Investment Co Ltd [35.0%] | 34.498 | 107.2182 | L100000101246 | G100000103262 | https://www.gem.wiki/Guodian_Baoji-2_power_station | Global Coal Plant Tracker - January 2026 |  | GEM Heat rate (Btu/kWh) ÷ 1000 | 热耗率来自GEM；其余运行参数继承参考Generators_data.csv的煤电设定
56 | SN | 1 | 陕西 | Weinan | Hancheng | 大唐韩城发电厂 | Hancheng power station | Unit 2-1 | 煤电 | subcritical | 600 | operating | 2005 | Datang Hancheng No.2 Power Generation Co Ltd [100%] | China Datang Corp Ltd [60.0%]; Shaanxi ENERGY Investment Co Ltd [40.0%] | 35.486 | 110.3949 | L100000101252 | G100000103603 | https://www.gem.wiki/Hancheng_power_station | Global Coal Plant Tracker - January 2026 | yes | GEM Heat rate (Btu/kWh) ÷ 1000 | 热耗率来自GEM；其余运行参数继承参考Generators_data.csv的煤电设定
57 | SN | 1 | 陕西 | Weinan | Hancheng | 大唐韩城发电厂 | Hancheng power station | Unit 2-2 | 煤电 | subcritical | 600 | operating | 2005 | Datang Hancheng No.2 Power Generation Co Ltd [100%] | China Datang Corp Ltd [60.0%]; Shaanxi ENERGY Investment Co Ltd [40.0%] | 35.6007 | 110.5557 | L100000101252 | G100000103604 | https://www.gem.wiki/Hancheng_power_station | Global Coal Plant Tracker - January 2026 | yes | GEM Heat rate (Btu/kWh) ÷ 1000 | 热耗率来自GEM；其余运行参数继承参考Generators_data.csv的煤电设定
58 | SN | 1 | 陕西 | Weinan | Hancheng | 大唐韩城发电厂 | Hancheng power station | Unit 2-3 | 煤电 | subcritical | 600 | operating | 2008 | Datang Hancheng No.2 Power Generation Co Ltd [100%] | China Datang Corp Ltd [60.0%]; Shaanxi ENERGY Investment Co Ltd [40.0%] | 35.6007 | 110.5557 | L100000101252 | G100000103605 | https://www.gem.wiki/Hancheng_power_station | Global Coal Plant Tracker - January 2026 | yes | GEM Heat rate (Btu/kWh) ÷ 1000 | 热耗率来自GEM；其余运行参数继承参考Generators_data.csv的煤电设定
59 | SN | 1 | 陕西 | Weinan | Hancheng | 大唐韩城发电厂 | Hancheng power station | Unit 2-4 | 煤电 | subcritical | 600 | operating | 2008 | Datang Hancheng No.2 Power Generation Co Ltd [100%] | China Datang Corp Ltd [60.0%]; Shaanxi ENERGY Investment Co Ltd [40.0%] | 35.6007 | 110.5557 | L100000101252 | G100000103606 | https://www.gem.wiki/Hancheng_power_station | Global Coal Plant Tracker - January 2026 | yes | GEM Heat rate (Btu/kWh) ÷ 1000 | 热耗率来自GEM；其余运行参数继承参考Generators_data.csv的煤电设定
60 | SN | 1 | 陕西 | Yulin | Jingbian | 山东能源陕西枣矿红墩界煤电项目 | Hongdunjie power station | Unit 1 | 煤电 | ultra-supercritical | 660 | operating | 2024 | Shaanxi Zaokuang Hongdunjie Coal Power Co Ltd [100%] | Shandong Energy Group Co Ltd [47.9%]; China Cinda Asset Management Co Ltd [20.7%]; Shandong Guohui Investment Co Ltd [13.7%]; Shandong Luxin Investment Holdings Group Co Ltd [9.8%]; Shandong Caixin Asset Operation Co Ltd [7.9%] | 37.8904 | 108.915 | L100000101242 | G100000113036 | https://www.gem.wiki/Hongdunjie_power_station | Global Coal Plant Tracker - January 2026 |  | GEM Heat rate (Btu/kWh) ÷ 1000 | 热耗率来自GEM；其余运行参数继承参考Generators_data.csv的煤电设定
61 | SN | 1 | 陕西 | Yulin | Jingbian | 山东能源陕西枣矿红墩界煤电项目 | Hongdunjie power station | Unit 2 | 煤电 | ultra-supercritical | 660 | operating | 2024 | Shaanxi Zaokuang Hongdunjie Coal Power Co Ltd [100%] | Shandong Energy Group Co Ltd [47.9%]; China Cinda Asset Management Co Ltd [20.7%]; Shandong Guohui Investment Co Ltd [13.7%]; Shandong Luxin Investment Holdings Group Co Ltd [9.8%]; Shandong Caixin Asset Operation Co Ltd [7.9%] | 37.8904 | 108.915 | L100000101242 | G100000113037 | https://www.gem.wiki/Hongdunjie_power_station | Global Coal Plant Tracker - January 2026 |  | GEM Heat rate (Btu/kWh) ÷ 1000 | 热耗率来自GEM；其余运行参数继承参考Generators_data.csv的煤电设定
62 | SN | 1 | 陕西 | Yan'an | Huangling | 陕煤集团黄陵矿业煤矸石热电公司 | Huangling waste coal power station | Phase III Unit 5 | 煤电 | subcritical | 300 | operating | 2015 | Huangling Mining Industry Coal Gangue Power Generation Co Ltd [100%] | Xi'an Jinxuan Investment Management Partnership LP [76.1%]; Shaanxi Coal and Chemical Industry Co Ltd [23.9%] | 35.6603 | 108.9229 | L100000101262 | G100000104657 | https://www.gem.wiki/Huangling_waste_coal_power_station | Global Coal Plant Tracker - January 2026 | yes | GEM Heat rate (Btu/kWh) ÷ 1000 | 热耗率来自GEM；其余运行参数继承参考Generators_data.csv的煤电设定
63 | SN | 1 | 陕西 | Yan'an | Huangling | 陕煤集团黄陵矿业煤矸石热电公司 | Huangling waste coal power station | Phase III Unit 6 | 煤电 | subcritical | 300 | operating | 2015 | Huangling Mining Industry Coal Gangue Power Generation Co Ltd [100%] | Xi'an Jinxuan Investment Management Partnership LP [76.1%]; Shaanxi Coal and Chemical Industry Co Ltd [23.9%] | 35.6603 | 108.9229 | L100000101262 | G100000104658 | https://www.gem.wiki/Huangling_waste_coal_power_station | Global Coal Plant Tracker - January 2026 | yes | GEM Heat rate (Btu/kWh) ÷ 1000 | 热耗率来自GEM；其余运行参数继承参考Generators_data.csv的煤电设定
64 | SN | 1 | 陕西 | Xi'an | Hu | 大唐户县热电厂 | Huxian power station | Phase II Unit 1 | 煤电 | subcritical | 300 | operating | 2005 | Datang Shaanxi Power Generation Co Ltd Xi'an Thermal Power Plant [100%] | China Datang Corp Ltd [100.0%] | 34.0742 | 108.6185 | L100000101263 | G100000104796 | https://www.gem.wiki/Huxian_power_station | Global Coal Plant Tracker - January 2026 | yes | GEM Heat rate (Btu/kWh) ÷ 1000 | 热耗率来自GEM；其余运行参数继承参考Generators_data.csv的煤电设定
65 | SN | 1 | 陕西 | Xi'an | Hu | 大唐户县热电厂 | Huxian power station | Phase II Unit 2 | 煤电 | subcritical | 300 | operating | 2005 | Datang Shaanxi Power Generation Co Ltd Xi'an Thermal Power Plant [100%] | China Datang Corp Ltd [100.0%] | 34.0742 | 108.6185 | L100000101263 | G100000104797 | https://www.gem.wiki/Huxian_power_station | Global Coal Plant Tracker - January 2026 | yes | GEM Heat rate (Btu/kWh) ÷ 1000 | 热耗率来自GEM；其余运行参数继承参考Generators_data.csv的煤电设定
66 | SN | 1 | 陕西 | Yulin | Shenmu | 神华国华陕西锦界发电厂 | Jinjie power station | Phase I Unit 1 | 煤电 | subcritical | 600 | operating | 2006 | Shaanxi Guohua Jinjie Energy Corp [100%] | China Shenhua Energy Co Ltd [70.0%]; China Chengtong Holdings Group Ltd [12.3%]; China Guoxin Holding Corp [8.3%]; State Grid Corporation of China [8.0%]; unknown [1.3%] | 38.7368 | 110.1661 | L100000101278 | G100000109142 | https://www.gem.wiki/Jinjie_power_station | Global Coal Plant Tracker - January 2026 |  | GEM Heat rate (Btu/kWh) ÷ 1000 | 热耗率来自GEM；其余运行参数继承参考Generators_data.csv的煤电设定
67 | SN | 1 | 陕西 | Yulin | Shenmu | 神华国华陕西锦界发电厂 | Jinjie power station | Phase I Unit 2 | 煤电 | subcritical | 600 | operating | 2007 | Shaanxi Guohua Jinjie Energy Corp [100%] | China Shenhua Energy Co Ltd [70.0%]; China Chengtong Holdings Group Ltd [12.3%]; China Guoxin Holding Corp [8.3%]; State Grid Corporation of China [8.0%]; unknown [1.3%] | 38.7368 | 110.1661 | L100000101278 | G100000109143 | https://www.gem.wiki/Jinjie_power_station | Global Coal Plant Tracker - January 2026 |  | GEM Heat rate (Btu/kWh) ÷ 1000 | 热耗率来自GEM；其余运行参数继承参考Generators_data.csv的煤电设定
68 | SN | 1 | 陕西 | Yulin | Shenmu | 神华国华陕西锦界发电厂 | Jinjie power station | Phase II Unit 3 | 煤电 | subcritical | 600 | operating | 2007 | Shaanxi Guohua Jinjie Energy Corp [100%] | China Shenhua Energy Co Ltd [70.0%]; China Chengtong Holdings Group Ltd [12.3%]; China Guoxin Holding Corp [8.3%]; State Grid Corporation of China [8.0%]; unknown [1.3%] | 38.7368 | 110.1661 | L100000101278 | G100000109144 | https://www.gem.wiki/Jinjie_power_station | Global Coal Plant Tracker - January 2026 |  | GEM Heat rate (Btu/kWh) ÷ 1000 | 热耗率来自GEM；其余运行参数继承参考Generators_data.csv的煤电设定
69 | SN | 1 | 陕西 | Yulin | Shenmu | 神华国华陕西锦界发电厂 | Jinjie power station | Phase II Unit 4 | 煤电 | subcritical | 600 | operating | 2007 | Shaanxi Guohua Jinjie Energy Corp [100%] | China Shenhua Energy Co Ltd [70.0%]; China Chengtong Holdings Group Ltd [12.3%]; China Guoxin Holding Corp [8.3%]; State Grid Corporation of China [8.0%]; unknown [1.3%] | 38.7368 | 110.1661 | L100000101278 | G100000109145 | https://www.gem.wiki/Jinjie_power_station | Global Coal Plant Tracker - January 2026 |  | GEM Heat rate (Btu/kWh) ÷ 1000 | 热耗率来自GEM；其余运行参数继承参考Generators_data.csv的煤电设定
70 | SN | 1 | 陕西 | Yulin | Shenmu | 神华国华陕西锦界发电厂 | Jinjie power station | Phase III Unit 5 | 煤电 | ultra-supercritical | 660 | operating | 2020 | Shaanxi Guohua Jinjie Energy Corp [100%] | China Shenhua Energy Co Ltd [70.0%]; China Chengtong Holdings Group Ltd [12.3%]; China Guoxin Holding Corp [8.3%]; State Grid Corporation of China [8.0%]; unknown [1.3%] | 38.7369 | 110.1661 | L100000101278 | G100000109146 | https://www.gem.wiki/Jinjie_power_station | Global Coal Plant Tracker - January 2026 |  | GEM Heat rate (Btu/kWh) ÷ 1000 | 热耗率来自GEM；其余运行参数继承参考Generators_data.csv的煤电设定
71 | SN | 1 | 陕西 | Yulin | Shenmu | 神华国华陕西锦界发电厂 | Jinjie power station | Phase III Unit 6 | 煤电 | ultra-supercritical | 660 | operating | 2020 | Shaanxi Guohua Jinjie Energy Corp [100%] | China Shenhua Energy Co Ltd [70.0%]; China Chengtong Holdings Group Ltd [12.3%]; China Guoxin Holding Corp [8.3%]; State Grid Corporation of China [8.0%]; unknown [1.3%] | 38.7369 | 110.1661 | L100000101278 | G100000109147 | https://www.gem.wiki/Jinjie_power_station | Global Coal Plant Tracker - January 2026 |  | GEM Heat rate (Btu/kWh) ÷ 1000 | 热耗率来自GEM；其余运行参数继承参考Generators_data.csv的煤电设定
72 | SN | 1 | 陕西 | Yulin | Hengshan | 陕西投资集团赵石畔煤电公司雷龙湾电厂 | Leilongwan power station | Phase I Unit 1 | 煤电 | ultra-supercritical | 1000 | operating | 2018 | Shaanxi Energy Zhaoshipan Coal Power Co Ltd [100%] | Shaanxi ENERGY Investment Co Ltd [60.0%]; Shaanxi Yulin Energy Group Co Ltd [20.0%]; Yulin Finance Investment Management Co Ltd [20.0%] | 37.9254 | 109.1017 | L100000101265 | G100000106226 | https://www.gem.wiki/Leilongwan_power_station | Global Coal Plant Tracker - January 2026 |  | GEM Heat rate (Btu/kWh) ÷ 1000 | 热耗率来自GEM；其余运行参数继承参考Generators_data.csv的煤电设定
73 | SN | 1 | 陕西 | Yulin | Hengshan | 陕西投资集团赵石畔煤电公司雷龙湾电厂 | Leilongwan power station | Phase I Unit 2 | 煤电 | ultra-supercritical | 1000 | operating | 2019 | Shaanxi Energy Zhaoshipan Coal Power Co Ltd [100%] | Shaanxi ENERGY Investment Co Ltd [60.0%]; Shaanxi Yulin Energy Group Co Ltd [20.0%]; Yulin Finance Investment Management Co Ltd [20.0%] | 37.9254 | 109.1017 | L100000101265 | G100000106227 | https://www.gem.wiki/Leilongwan_power_station | Global Coal Plant Tracker - January 2026 |  | GEM Heat rate (Btu/kWh) ÷ 1000 | 热耗率来自GEM；其余运行参数继承参考Generators_data.csv的煤电设定
74 | SN | 1 | 陕西 | Hanzhong | Lueyang | 陕煤集团略阳发电厂 | Lueyang power station | Unit 1 | 煤电 | subcritical | 330 | operating | 2007 | Shaanxi Coal Power Lueyang Co Ltd [100%] | Shaanxi Coal and Chemical Industry Co Ltd [56.4%]; China Datang Corp Ltd [43.6%] | 33.3462 | 106.1419 | L100000101238 | G100000102111 | https://www.gem.wiki/Lueyang_power_station | Global Coal Plant Tracker - January 2026 | yes | GEM Heat rate (Btu/kWh) ÷ 1000 | 热耗率来自GEM；其余运行参数继承参考Generators_data.csv的煤电设定
75 | SN | 1 | 陕西 | Hanzhong | Lueyang | 陕煤集团略阳发电厂 | Lueyang power station | Unit 2 | 煤电 | subcritical | 330 | operating | 2015 | Shaanxi Coal Power Lueyang Co Ltd [100%] | Shaanxi Coal and Chemical Industry Co Ltd [56.4%]; China Datang Corp Ltd [43.6%] | 33.3462 | 106.1419 | L100000101238 | G100000102112 | https://www.gem.wiki/Lueyang_power_station | Global Coal Plant Tracker - January 2026 | yes | GEM Heat rate (Btu/kWh) ÷ 1000 | 热耗率来自GEM；其余运行参数继承参考Generators_data.csv的煤电设定
76 | SN | 1 | 陕西 | Tongchuan | Yaozhou District | 陕煤集团陕西有色美鑫产业投资公司自备电厂 | Meixin captive power station | Phase I Unit 1 | 煤电 | supercritical | 350 | operating | 2016 | Shaanxi Meixin Industrial Investment Co Ltd [100%] | Shaanxi Non-ferrous Metals Holding Group Co Ltd [66.0%]; Shaanxi Coal and Chemical Industry Co Ltd [34.0%] | 34.9653 | 108.9758 | L100000101267 | G100000106811 | https://www.gem.wiki/Meixin_captive_power_station | Global Coal Plant Tracker - January 2026 | yes | GEM Heat rate (Btu/kWh) ÷ 1000 | 热耗率来自GEM；其余运行参数继承参考Generators_data.csv的煤电设定
77 | SN | 1 | 陕西 | Tongchuan | Yaozhou District | 陕煤集团陕西有色美鑫产业投资公司自备电厂 | Meixin captive power station | Phase I Unit 2 | 煤电 | supercritical | 350 | operating | 2016 | Shaanxi Meixin Industrial Investment Co Ltd [100%] | Shaanxi Non-ferrous Metals Holding Group Co Ltd [66.0%]; Shaanxi Coal and Chemical Industry Co Ltd [34.0%] | 34.9653 | 108.9758 | L100000101267 | G100000106812 | https://www.gem.wiki/Meixin_captive_power_station | Global Coal Plant Tracker - January 2026 | yes | GEM Heat rate (Btu/kWh) ÷ 1000 | 热耗率来自GEM；其余运行参数继承参考Generators_data.csv的煤电设定
78 | SN | 1 | 陕西 | Tongchuan | Yaozhou District | 陕煤集团陕西有色美鑫产业投资公司自备电厂 | Meixin captive power station | Phase II Unit 3 | 煤电 | supercritical | 350 | operating | 2022 | Shaanxi Meixin Industrial Investment Co Ltd [100%] | Shaanxi Non-ferrous Metals Holding Group Co Ltd [66.0%]; Shaanxi Coal and Chemical Industry Co Ltd [34.0%] | 34.9653 | 108.9758 | L100000101267 | G100000106813 | https://www.gem.wiki/Meixin_captive_power_station | Global Coal Plant Tracker - January 2026 | yes | GEM Heat rate (Btu/kWh) ÷ 1000 | 热耗率来自GEM；其余运行参数继承参考Generators_data.csv的煤电设定
79 | SN | 1 | 陕西 | Tongchuan | Yaozhou District | 陕煤集团陕西有色美鑫产业投资公司自备电厂 | Meixin captive power station | Phase II Unit 4 | 煤电 | supercritical | 350 | operating | 2022 | Shaanxi Meixin Industrial Investment Co Ltd [100%] | Shaanxi Non-ferrous Metals Holding Group Co Ltd [66.0%]; Shaanxi Coal and Chemical Industry Co Ltd [34.0%] | 34.9653 | 108.9758 | L100000101267 | G100000106814 | https://www.gem.wiki/Meixin_captive_power_station | Global Coal Plant Tracker - January 2026 | yes | GEM Heat rate (Btu/kWh) ÷ 1000 | 热耗率来自GEM；其余运行参数继承参考Generators_data.csv的煤电设定
80 | SN | 1 | 陕西 | Weinan | Pucheng | 华电蒲城发电厂 | Pucheng power station | Phase I Unit 1 | 煤电 | subcritical | 360 | operating | 1996 | Shaanxi Huadian Pucheng Power Generation Co Ltd [100%] | China Datang Corp Ltd [70.2%]; Shaanxi Investment Group Co Ltd [29.8%] | 34.9779 | 109.8 | L100000101269 | G100000108191 | https://www.gem.wiki/Pucheng_power_station | Global Coal Plant Tracker - January 2026 | yes | GEM Heat rate (Btu/kWh) ÷ 1000 | 热耗率来自GEM；其余运行参数继承参考Generators_data.csv的煤电设定
81 | SN | 1 | 陕西 | Weinan | Pucheng | 华电蒲城发电厂 | Pucheng power station | Phase I Unit 2 | 煤电 | subcritical | 360 | operating | 1997 | Shaanxi Huadian Pucheng Power Generation Co Ltd [100%] | China Datang Corp Ltd [70.2%]; Shaanxi Investment Group Co Ltd [29.8%] | 34.9779 | 109.8 | L100000101269 | G100000108192 | https://www.gem.wiki/Pucheng_power_station | Global Coal Plant Tracker - January 2026 | yes | GEM Heat rate (Btu/kWh) ÷ 1000 | 热耗率来自GEM；其余运行参数继承参考Generators_data.csv的煤电设定
82 | SN | 1 | 陕西 | Weinan | Pucheng | 华电蒲城发电厂 | Pucheng power station | Phase II Unit 3 | 煤电 | subcritical | 330 | operating | 2003 | Shaanxi Huadian Pucheng Power Generation Co Ltd [100%] | China Datang Corp Ltd [70.2%]; Shaanxi Investment Group Co Ltd [29.8%] | 34.9779 | 109.8 | L100000101269 | G100000108193 | https://www.gem.wiki/Pucheng_power_station | Global Coal Plant Tracker - January 2026 | yes | GEM Heat rate (Btu/kWh) ÷ 1000 | 热耗率来自GEM；其余运行参数继承参考Generators_data.csv的煤电设定
83 | SN | 1 | 陕西 | Weinan | Pucheng | 华电蒲城发电厂 | Pucheng power station | Phase II Unit 4 | 煤电 | subcritical | 330 | operating | 2004 | Shaanxi Huadian Pucheng Power Generation Co Ltd [100%] | China Datang Corp Ltd [70.2%]; Shaanxi Investment Group Co Ltd [29.8%] | 34.9779 | 109.8 | L100000101269 | G100000108194 | https://www.gem.wiki/Pucheng_power_station | Global Coal Plant Tracker - January 2026 | yes | GEM Heat rate (Btu/kWh) ÷ 1000 | 热耗率来自GEM；其余运行参数继承参考Generators_data.csv的煤电设定
84 | SN | 1 | 陕西 | Weinan | Pucheng | 华电蒲城发电厂 | Pucheng power station | Phase III Unit 5 | 煤电 | supercritical | 600 | operating | 2008 | Datang Pucheng No.2 Power Generation Co Ltd [100%] | China Datang Corp Ltd [100.0%] | 34.9779 | 109.8 | L100000101269 | G100000108195 | https://www.gem.wiki/Pucheng_power_station | Global Coal Plant Tracker - January 2026 | yes | GEM Heat rate (Btu/kWh) ÷ 1000 | 热耗率来自GEM；其余运行参数继承参考Generators_data.csv的煤电设定
85 | SN | 1 | 陕西 | Weinan | Pucheng | 华电蒲城发电厂 | Pucheng power station | Phase III Unit 6 | 煤电 | supercritical | 600 | operating | 2008 | Datang Pucheng No.2 Power Generation Co Ltd [100%] | China Datang Corp Ltd [100.0%] | 34.9779 | 109.8 | L100000101269 | G100000108196 | https://www.gem.wiki/Pucheng_power_station | Global Coal Plant Tracker - January 2026 | yes | GEM Heat rate (Btu/kWh) ÷ 1000 | 热耗率来自GEM；其余运行参数继承参考Generators_data.csv的煤电设定
86 | SN | 1 | 陕西 | Weinan | Huayin | 华能秦岭发电厂 | Qinling power station | Phase IV Unit 7 | 煤电 | supercritical | 600 | operating | 2011 | Datang Shaanxi Qinling Power Co Ltd [100%] | China Datang Corp Ltd [100.0%] | 34.5332 | 109.9381 | L100000101258 | G100000104496 | https://www.gem.wiki/Qinling_power_station | Global Coal Plant Tracker - January 2026 | yes | GEM Heat rate (Btu/kWh) ÷ 1000 | 热耗率来自GEM；其余运行参数继承参考Generators_data.csv的煤电设定
87 | SN | 1 | 陕西 | Weinan | Huayin | 华能秦岭发电厂 | Qinling power station | Phase IV Unit 8 | 煤电 | supercritical | 600 | operating | 2013 | Datang Shaanxi Qinling Power Co Ltd [100%] | China Datang Corp Ltd [100.0%] | 34.5332 | 109.9381 | L100000101258 | G100000104497 | https://www.gem.wiki/Qinling_power_station | Global Coal Plant Tracker - January 2026 | yes | GEM Heat rate (Btu/kWh) ÷ 1000 | 热耗率来自GEM；其余运行参数继承参考Generators_data.csv的煤电设定
88 | SN | 1 | 陕西 | Yulin | Shenmu | 陕煤集团榆林化学有限责任公司自备电厂 | Shaanmei Group Yulin Chemical captive power station | Unit 1 | 煤电 | unknown | 50 | operating | 2022 | SHCCIG Yulin Chemical Co Ltd [100%] | Shaanxi Coal and Chemical Industry Co Ltd [100.0%] | 38.6427 | 110.0771 | L100000104786 | G100000114934 | https://www.gem.wiki/Shaanmei_Group_Yulin_Chemical_captive_power_station | Global Coal Plant Tracker - January 2026 | yes | GEM Heat rate (Btu/kWh) ÷ 1000 | 热耗率来自GEM；其余运行参数继承参考Generators_data.csv的煤电设定
89 | SN | 1 | 陕西 | Yulin | Shenmu | 陕煤集团榆林化学有限责任公司自备电厂 | Shaanmei Group Yulin Chemical captive power station | Unit 2 | 煤电 | unknown | 50 | operating | 2022 | SHCCIG Yulin Chemical Co Ltd [100%] | Shaanxi Coal and Chemical Industry Co Ltd [100.0%] | 38.6427 | 110.0771 | L100000104786 | G100000114935 | https://www.gem.wiki/Shaanmei_Group_Yulin_Chemical_captive_power_station | Global Coal Plant Tracker - January 2026 | yes | GEM Heat rate (Btu/kWh) ÷ 1000 | 热耗率来自GEM；其余运行参数继承参考Generators_data.csv的煤电设定
90 | SN | 1 | 陕西 | Yulin | Shenmu | 陕煤集团榆林化学有限责任公司自备电厂 | Shaanmei Group Yulin Chemical captive power station | Unit 3 | 煤电 | unknown | 50 | operating | 2022 | SHCCIG Yulin Chemical Co Ltd [100%] | Shaanxi Coal and Chemical Industry Co Ltd [100.0%] | 38.6427 | 110.0771 | L100000104786 | G100000114936 | https://www.gem.wiki/Shaanmei_Group_Yulin_Chemical_captive_power_station | Global Coal Plant Tracker - January 2026 | yes | GEM Heat rate (Btu/kWh) ÷ 1000 | 热耗率来自GEM；其余运行参数继承参考Generators_data.csv的煤电设定
91 | SN | 1 | 陕西 | Yulin | Shenmu | 陕煤集团榆林化学有限责任公司自备电厂 | Shaanmei Group Yulin Chemical captive power station | Unit 4 | 煤电 | unknown | 50 | operating | 2022 | SHCCIG Yulin Chemical Co Ltd [100%] | Shaanxi Coal and Chemical Industry Co Ltd [100.0%] | 38.6427 | 110.0771 | L100000104786 | G100000114937 | https://www.gem.wiki/Shaanmei_Group_Yulin_Chemical_captive_power_station | Global Coal Plant Tracker - January 2026 | yes | GEM Heat rate (Btu/kWh) ÷ 1000 | 热耗率来自GEM；其余运行参数继承参考Generators_data.csv的煤电设定
92 | SN | 1 | 陕西 | Yulin | Shenmu | 陕煤集团北元热电 | Shaanxi Beiyuan power station | Unit 1 | 煤电 | unknown | 125 | operating | 2010 | Thermal Power Branch of Shaanxi Beiyuan Chemical Industry Group Co Ltd [100%] | Shaanxi Beiyuan Chemical Industry Group Co Ltd [100.0%] | 38.7387 | 110.1799 | L100000101271 | G100000113540 | https://www.gem.wiki/Shaanxi_Beiyuan_power_station | Global Coal Plant Tracker - January 2026 | yes | GEM Heat rate (Btu/kWh) ÷ 1000 | 热耗率来自GEM；其余运行参数继承参考Generators_data.csv的煤电设定
93 | SN | 1 | 陕西 | Yulin | Shenmu | 陕煤集团北元热电 | Shaanxi Beiyuan power station | Unit 2 | 煤电 | unknown | 125 | operating | 2010 | Thermal Power Branch of Shaanxi Beiyuan Chemical Industry Group Co Ltd [100%] | Shaanxi Beiyuan Chemical Industry Group Co Ltd [100.0%] | 38.7387 | 110.1799 | L100000101271 | G100000113541 | https://www.gem.wiki/Shaanxi_Beiyuan_power_station | Global Coal Plant Tracker - January 2026 | yes | GEM Heat rate (Btu/kWh) ÷ 1000 | 热耗率来自GEM；其余运行参数继承参考Generators_data.csv的煤电设定
94 | SN | 1 | 陕西 | Yulin | Shenmu | 陕煤集团北元热电 | Shaanxi Beiyuan power station | Unit 3 | 煤电 | unknown | 125 | operating | 2011 | Thermal Power Branch of Shaanxi Beiyuan Chemical Industry Group Co Ltd [100%] | Shaanxi Beiyuan Chemical Industry Group Co Ltd [100.0%] | 38.7387 | 110.1799 | L100000101271 | G100000113542 | https://www.gem.wiki/Shaanxi_Beiyuan_power_station | Global Coal Plant Tracker - January 2026 | yes | GEM Heat rate (Btu/kWh) ÷ 1000 | 热耗率来自GEM；其余运行参数继承参考Generators_data.csv的煤电设定
95 | SN | 1 | 陕西 | Yulin | Shenmu | 陕煤集团北元热电 | Shaanxi Beiyuan power station | Unit 4 | 煤电 | unknown | 125 | operating | 2012 | Thermal Power Branch of Shaanxi Beiyuan Chemical Industry Group Co Ltd [100%] | Shaanxi Beiyuan Chemical Industry Group Co Ltd [100.0%] | 38.7387 | 110.1799 | L100000101271 | G100000113543 | https://www.gem.wiki/Shaanxi_Beiyuan_power_station | Global Coal Plant Tracker - January 2026 | yes | GEM Heat rate (Btu/kWh) ÷ 1000 | 热耗率来自GEM；其余运行参数继承参考Generators_data.csv的煤电设定
96 | SN | 1 | 陕西 | Yulin | Fugu | 陕西昊田集团煤电冶化公司弘源发电公司 | Shaanxi Hongyuan power station | Unit 3 | 煤电 | unknown | 50 | operating | 2010 | Shaanxi Haotian Group Hongyuan Power Generation Co Ltd [100%] | Shaanxi Haotian Group Coal Power Metallurgical and Chemical Co Ltd [74.5%]; Fugu Hengda Industry and Trade Co Ltd [25.5%] | 39.0155 | 110.6694 | L100000104514 | G100000114060 | https://www.gem.wiki/Shaanxi_Hongyuan_power_station | Global Coal Plant Tracker - January 2026 | yes | GEM Heat rate (Btu/kWh) ÷ 1000 | 热耗率来自GEM；其余运行参数继承参考Generators_data.csv的煤电设定
97 | SN | 1 | 陕西 | Yulin | Fugu | 陕西昊田集团煤电冶化公司弘源发电公司 | Shaanxi Hongyuan power station | Unit 4 | 煤电 | unknown | 50 | operating | 2010 | Shaanxi Haotian Group Hongyuan Power Generation Co Ltd [100%] | Shaanxi Haotian Group Coal Power Metallurgical and Chemical Co Ltd [74.5%]; Fugu Hengda Industry and Trade Co Ltd [25.5%] | 39.0155 | 110.6694 | L100000104514 | G100000114061 | https://www.gem.wiki/Shaanxi_Hongyuan_power_station | Global Coal Plant Tracker - January 2026 | yes | GEM Heat rate (Btu/kWh) ÷ 1000 | 热耗率来自GEM；其余运行参数继承参考Generators_data.csv的煤电设定
98 | SN | 1 | 陕西 | Yulin | Shenmu | 榆林能源陕西精益化工有限公司自备电厂 | Shaanxi Jingyi Chemical Company captive power station | Unit 1 | 煤电 | unknown | 50 | operating | 2019 | Shaanxi Jingyi Chemical Co Ltd [100%] | Shaanxi Yulin Energy Group Co Ltd [35.5%]; Shaanxi Hengyuan Investment Group Co Ltd [34.5%]; Shenmu County State-owned Assets Operation Co [30.0%] | 38.7215 | 110.1926 | L100000104785 | G100000114928 | https://www.gem.wiki/Shaanxi_Jingyi_Chemical_Company_captive_power_station | Global Coal Plant Tracker - January 2026 | yes | GEM Heat rate (Btu/kWh) ÷ 1000 | 热耗率来自GEM；其余运行参数继承参考Generators_data.csv的煤电设定
99 | SN | 1 | 陕西 | Yulin | Shenmu | 榆林能源陕西精益化工有限公司自备电厂 | Shaanxi Jingyi Chemical Company captive power station | Unit 2 | 煤电 | unknown | 50 | operating | 2020 | Shaanxi Jingyi Chemical Co Ltd [100%] | Shaanxi Yulin Energy Group Co Ltd [35.5%]; Shaanxi Hengyuan Investment Group Co Ltd [34.5%]; Shenmu County State-owned Assets Operation Co [30.0%] | 38.7215 | 110.1926 | L100000104785 | G100000114929 | https://www.gem.wiki/Shaanxi_Jingyi_Chemical_Company_captive_power_station | Global Coal Plant Tracker - January 2026 | yes | GEM Heat rate (Btu/kWh) ÷ 1000 | 热耗率来自GEM；其余运行参数继承参考Generators_data.csv的煤电设定
100 | SN | 1 | 陕西 | Baoji | Linyou | 陕西投资集团麟北发电厂 | Shaanxi Linbei power station | Unit 1 | 煤电 | supercritical | 350 | operating | 2019 | Shaanxi Energy Linbei Power Generation Co Ltd [100%] | Shaanxi Investment Group Co Ltd [95.3%]; unknown [4.7%] | 34.9101 | 107.5543 | L100000101266 | G100000106334 | https://www.gem.wiki/Shaanxi_Linbei_power_station | Global Coal Plant Tracker - January 2026 | yes | GEM Heat rate (Btu/kWh) ÷ 1000 | 热耗率来自GEM；其余运行参数继承参考Generators_data.csv的煤电设定
101 | SN | 1 | 陕西 | Baoji | Linyou | 陕西投资集团麟北发电厂 | Shaanxi Linbei power station | Unit 2 | 煤电 | supercritical | 350 | operating | 2019 | Shaanxi Energy Linbei Power Generation Co Ltd [100%] | Shaanxi Investment Group Co Ltd [95.3%]; unknown [4.7%] | 34.9101 | 107.5543 | L100000101266 | G100000106335 | https://www.gem.wiki/Shaanxi_Linbei_power_station | Global Coal Plant Tracker - January 2026 | yes | GEM Heat rate (Btu/kWh) ÷ 1000 | 热耗率来自GEM；其余运行参数继承参考Generators_data.csv的煤电设定
102 | SN | 1 | 陕西 | Weinan | Linwei District | 华能陕西渭南热电 | Shaanxi Weinan cogeneration power station | Unit 1 | 煤电 | supercritical | 350 | operating | 2020 | Datang Weinan Thermal Power Co Ltd [100%] | China Datang Corp Ltd [100.0%] | 34.5911 | 109.4405 | L100000101260 | G100000110786 | https://www.gem.wiki/Shaanxi_Weinan_cogeneration_power_station | Global Coal Plant Tracker - January 2026 | yes | GEM Heat rate (Btu/kWh) ÷ 1000 | 热耗率来自GEM；其余运行参数继承参考Generators_data.csv的煤电设定
103 | SN | 1 | 陕西 | Weinan | Linwei District | 华能陕西渭南热电 | Shaanxi Weinan cogeneration power station | Unit 2 | 煤电 | supercritical | 350 | operating | 2020 | Datang Weinan Thermal Power Co Ltd [100%] | China Datang Corp Ltd [100.0%] | 34.5911 | 109.4405 | L100000101260 | G100000110787 | https://www.gem.wiki/Shaanxi_Weinan_cogeneration_power_station | Global Coal Plant Tracker - January 2026 | yes | GEM Heat rate (Btu/kWh) ÷ 1000 | 热耗率来自GEM；其余运行参数继承参考Generators_data.csv的煤电设定
104 | SN | 1 | 陕西 | Yulin | Yuyang District | 陕西有色榆林新材料循环经济产业园自备电厂 | Shaanxi Youser Yulin power station | Unit 1 | 煤电 | subcritical | 330 | operating | 2013 | Shaanxi Nonferrous Yulin New Materials Group Co Ltd [100%] | Shaanxi Non-ferrous Metals Holding Group Co Ltd [95.1%]; unknown [4.9%] | 38.5324 | 109.8797 | L100000101273 | G100000108952 | https://www.gem.wiki/Shaanxi_Youser_Yulin_power_station | Global Coal Plant Tracker - January 2026 |  | GEM Heat rate (Btu/kWh) ÷ 1000 | 热耗率来自GEM；其余运行参数继承参考Generators_data.csv的煤电设定
105 | SN | 1 | 陕西 | Yulin | Yuyang District | 陕西有色榆林新材料循环经济产业园自备电厂 | Shaanxi Youser Yulin power station | Unit 2 | 煤电 | subcritical | 330 | operating | 2013 | Shaanxi Nonferrous Yulin New Materials Group Co Ltd [100%] | Shaanxi Non-ferrous Metals Holding Group Co Ltd [95.1%]; unknown [4.9%] | 38.5324 | 109.8797 | L100000101273 | G100000108953 | https://www.gem.wiki/Shaanxi_Youser_Yulin_power_station | Global Coal Plant Tracker - January 2026 |  | GEM Heat rate (Btu/kWh) ÷ 1000 | 热耗率来自GEM；其余运行参数继承参考Generators_data.csv的煤电设定
106 | SN | 1 | 陕西 | Yulin | Yuyang District | 陕西有色榆林新材料循环经济产业园自备电厂 | Shaanxi Youser Yulin power station | Unit 3 | 煤电 | subcritical | 330 | operating | 2013 | Shaanxi Nonferrous Yulin New Materials Group Co Ltd [100%] | Shaanxi Non-ferrous Metals Holding Group Co Ltd [95.1%]; unknown [4.9%] | 38.5324 | 109.8797 | L100000101273 | G100000108954 | https://www.gem.wiki/Shaanxi_Youser_Yulin_power_station | Global Coal Plant Tracker - January 2026 |  | GEM Heat rate (Btu/kWh) ÷ 1000 | 热耗率来自GEM；其余运行参数继承参考Generators_data.csv的煤电设定
107 | SN | 1 | 陕西 | Yulin | Yuyang District | 陕西有色榆林新材料循环经济产业园自备电厂 | Shaanxi Youser Yulin power station | Unit 4 | 煤电 | subcritical | 330 | operating | 2013 | Shaanxi Nonferrous Yulin New Materials Group Co Ltd [100%] | Shaanxi Non-ferrous Metals Holding Group Co Ltd [95.1%]; unknown [4.9%] | 38.5324 | 109.8797 | L100000101273 | G100000108955 | https://www.gem.wiki/Shaanxi_Youser_Yulin_power_station | Global Coal Plant Tracker - January 2026 |  | GEM Heat rate (Btu/kWh) ÷ 1000 | 热耗率来自GEM；其余运行参数继承参考Generators_data.csv的煤电设定
108 | SN | 1 | 陕西 | Yulin | Yuyang District | 陕西有色榆林新材料循环经济产业园自备电厂 | Shaanxi Youser Yulin power station | Unit 5 | 煤电 | subcritical | 330 | operating | 2013 | Shaanxi Nonferrous Yulin New Materials Group Co Ltd [100%] | Shaanxi Non-ferrous Metals Holding Group Co Ltd [95.1%]; unknown [4.9%] | 38.5324 | 109.8797 | L100000101273 | G100000108956 | https://www.gem.wiki/Shaanxi_Youser_Yulin_power_station | Global Coal Plant Tracker - January 2026 |  | GEM Heat rate (Btu/kWh) ÷ 1000 | 热耗率来自GEM；其余运行参数继承参考Generators_data.csv的煤电设定
109 | SN | 1 | 陕西 | Shangluo | Shangzhou District | 陕西投资集团商洛发电厂 | Shangluo power station | Unit 1 | 煤电 | ultra-supercritical | 660 | operating | 2018 | Shaanxi Shangluo Power Generation Co Ltd [100%] | Shaanxi ENERGY Investment Co Ltd [100.0%] | 33.8071 | 110.0629 | L100000101275 | G100000109019 | https://www.gem.wiki/Shangluo_power_station | Global Coal Plant Tracker - January 2026 | yes | GEM Heat rate (Btu/kWh) ÷ 1000 | 热耗率来自GEM；其余运行参数继承参考Generators_data.csv的煤电设定
110 | SN | 1 | 陕西 | Shangluo | Shangzhou District | 陕西投资集团商洛发电厂 | Shangluo power station | Unit 2 | 煤电 | ultra-supercritical | 660 | operating | 2019 | Shaanxi Shangluo Power Generation Co Ltd [100%] | Shaanxi ENERGY Investment Co Ltd [100.0%] | 33.8071 | 110.0629 | L100000101275 | G100000109020 | https://www.gem.wiki/Shangluo_power_station | Global Coal Plant Tracker - January 2026 | yes | GEM Heat rate (Btu/kWh) ÷ 1000 | 热耗率来自GEM；其余运行参数继承参考Generators_data.csv的煤电设定
111 | SN | 1 | 陕西 | Yulin | Shenmu | 陕西亚华煤电集团神木锦界热电有限公司 | Shenmu Jinjie Cogen power station | Unit 3 | 煤电 | unknown | 50 | operating | 2006 | Shanxi Yahua Coal Power Group Jinjie Thermal Power Co Ltd [100%] | Shaanxi Hengyuan Investment Group Co Ltd [100.0%] | 38.7311 | 110.1564 | L100000104517 | G100000114066 | https://www.gem.wiki/Shenmu_Jinjie_Cogen_power_station | Global Coal Plant Tracker - January 2026 | yes | GEM Heat rate (Btu/kWh) ÷ 1000 | 热耗率来自GEM；其余运行参数继承参考Generators_data.csv的煤电设定
112 | SN | 1 | 陕西 | Yulin | Shenmu | 陕西亚华煤电集团神木锦界热电有限公司 | Shenmu Jinjie Cogen power station | Unit 4 | 煤电 | unknown | 50 | operating | 2006 | Shanxi Yahua Coal Power Group Jinjie Thermal Power Co Ltd [100%] | Shaanxi Hengyuan Investment Group Co Ltd [100.0%] | 38.7311 | 110.1564 | L100000104517 | G100000114067 | https://www.gem.wiki/Shenmu_Jinjie_Cogen_power_station | Global Coal Plant Tracker - January 2026 | yes | GEM Heat rate (Btu/kWh) ÷ 1000 | 热耗率来自GEM；其余运行参数继承参考Generators_data.csv的煤电设定
113 | SN | 1 | 陕西 | Yulin | Shenmu | 神华神东电力店塔电厂 | Shenmu power station | Unit 2-3 | 煤电 | subcritical | 135 | operating |  | Clp Guohua Shenmu Power Co Ltd [100%] | China Shenhua Energy Co Ltd [51.0%]; CLP China (Shenmu) [49.0%] | 38.9655 | 110.4581 | L100000101280 | G100001048435 | https://www.gem.wiki/Shenmu_power_station | Global Coal Plant Tracker - January 2026 |  | GEM Heat rate (Btu/kWh) ÷ 1000 | 热耗率来自GEM；其余运行参数继承参考Generators_data.csv的煤电设定
114 | SN | 1 | 陕西 | Yulin | Shenmu | 神华神东电力店塔电厂 | Shenmu power station | Unit 2-4 | 煤电 | subcritical | 135 | operating |  | Clp Guohua Shenmu Power Co Ltd [100%] | China Shenhua Energy Co Ltd [51.0%]; CLP China (Shenmu) [49.0%] | 38.9655 | 110.4581 | L100000101280 | G100001048436 | https://www.gem.wiki/Shenmu_power_station | Global Coal Plant Tracker - January 2026 |  | GEM Heat rate (Btu/kWh) ÷ 1000 | 热耗率来自GEM；其余运行参数继承参考Generators_data.csv的煤电设定
115 | SN | 1 | 陕西 | Yulin | Shenmu | 神华神东电力店塔电厂 | Shenmu power station | Unit 3-1 | 煤电 | supercritical | 660 | operating | 2015 | Shenhua Shendong Power Co Ltd Dianta Power Plant [100%] | China Shenhua Energy Co Ltd [100.0%] | 38.9655 | 110.4581 | L100000101280 | G100000109187 | https://www.gem.wiki/Shenmu_power_station | Global Coal Plant Tracker - January 2026 | yes | GEM Heat rate (Btu/kWh) ÷ 1000 | 热耗率来自GEM；其余运行参数继承参考Generators_data.csv的煤电设定
116 | SN | 1 | 陕西 | Yulin | Shenmu | 神华神东电力店塔电厂 | Shenmu power station | Unit 3-2 | 煤电 | supercritical | 660 | operating | 2015 | Shenhua Shendong Power Co Ltd Dianta Power Plant [100%] | China Shenhua Energy Co Ltd [100.0%] | 38.9655 | 110.4581 | L100000101280 | G100000109188 | https://www.gem.wiki/Shenmu_power_station | Global Coal Plant Tracker - January 2026 | yes | GEM Heat rate (Btu/kWh) ÷ 1000 | 热耗率来自GEM；其余运行参数继承参考Generators_data.csv的煤电设定
117 | SN | 1 | 陕西 | Yulin | Shenmu | 信发神木神信热电厂 | Shenmu Shenxin power station | Unit 1 | 煤电 | ultra-supercritical | 660 | operating | 2024 | Shenmu Shenxin Thermal Power Co Ltd [100%] | Ningbo SHENDIAN Enterprise Management Partnership LP [100.0%] | 38.6888 | 110.24 | L100000104804 | G100000114978 | https://www.gem.wiki/Shenmu_Shenxin_power_station | Global Coal Plant Tracker - January 2026 | yes | GEM Heat rate (Btu/kWh) ÷ 1000 | 热耗率来自GEM；其余运行参数继承参考Generators_data.csv的煤电设定
118 | SN | 1 | 陕西 | Yulin | Shenmu | 信发神木神信热电厂 | Shenmu Shenxin power station | Unit 2 | 煤电 | ultra-supercritical | 660 | operating | 2024 | Shenmu Shenxin Thermal Power Co Ltd [100%] | Ningbo SHENDIAN Enterprise Management Partnership LP [100.0%] | 38.6888 | 110.24 | L100000104804 | G100000114979 | https://www.gem.wiki/Shenmu_Shenxin_power_station | Global Coal Plant Tracker - January 2026 | yes | GEM Heat rate (Btu/kWh) ÷ 1000 | 热耗率来自GEM；其余运行参数继承参考Generators_data.csv的煤电设定
119 | SN | 1 | 陕西 | Yulin | Shenmu | 神木县朱概塔资源综合利用发电厂 | Shenmu Zhugaita power station | Unit 1 | 煤电 | unknown | 30 | operating | 2007 | Shenmu Zhukuota Resources Comprehensive Utilization Power Generation Co Ltd [100%] | Shenmu County Shenxing Coal-Power-Chemical Co Ltd [86.9%]; natural person(s) [12.3%]; unknown [0.9%] | 39.1794 | 110.3097 | L100000104522 | G100000114074 | https://www.gem.wiki/Shenmu_Zhugaita_power_station | Global Coal Plant Tracker - January 2026 | yes | GEM Heat rate (Btu/kWh) ÷ 1000 | 热耗率来自GEM；其余运行参数继承参考Generators_data.csv的煤电设定
120 | SN | 1 | 陕西 | Yulin | Shenmu | 神木县朱概塔资源综合利用发电厂 | Shenmu Zhugaita power station | Unit 2 | 煤电 | unknown | 30 | operating | 2007 | Shenmu Zhukuota Resources Comprehensive Utilization Power Generation Co Ltd [100%] | Shenmu County Shenxing Coal-Power-Chemical Co Ltd [86.9%]; natural person(s) [12.3%]; unknown [0.9%] | 39.1794 | 110.3097 | L100000104522 | G100000114075 | https://www.gem.wiki/Shenmu_Zhugaita_power_station | Global Coal Plant Tracker - January 2026 | yes | GEM Heat rate (Btu/kWh) ÷ 1000 | 热耗率来自GEM；其余运行参数继承参考Generators_data.csv的煤电设定
121 | SN | 1 | 陕西 | Tongchuan | Yaozhou | 华能铜川照金发电厂 | Tongchuan power station | Phase I Unit 1 | 煤电 | subcritical | 600 | operating | 2007 | Huaneng Tongchuan Zhaojin Coal and Electricity Co Ltd [100%] | China Huaneng Group Co Ltd [100.0%] | 34.8498 | 108.8884 | L100000101259 | G100000104537 | https://www.gem.wiki/Tongchuan_power_station | Global Coal Plant Tracker - January 2026 | yes | GEM Heat rate (Btu/kWh) ÷ 1000 | 热耗率来自GEM；其余运行参数继承参考Generators_data.csv的煤电设定
122 | SN | 1 | 陕西 | Tongchuan | Yaozhou | 华能铜川照金发电厂 | Tongchuan power station | Phase I Unit 2 | 煤电 | subcritical | 600 | operating | 2007 | Huaneng Tongchuan Zhaojin Coal and Electricity Co Ltd [100%] | China Huaneng Group Co Ltd [100.0%] | 34.8498 | 108.8884 | L100000101259 | G100000104538 | https://www.gem.wiki/Tongchuan_power_station | Global Coal Plant Tracker - January 2026 | yes | GEM Heat rate (Btu/kWh) ÷ 1000 | 热耗率来自GEM；其余运行参数继承参考Generators_data.csv的煤电设定
123 | SN | 1 | 陕西 | Xianyang | Weicheng | 陕西投资集团渭河发电厂 | Weihe-2 power station | Unit 3 | 煤电 | subcritical | 300 | operating | 1991 | Shaanxi Weihe Electrical Power Co Ltd [100%] | Shaanxi Investment Group Co Ltd [66.7%]; China Huaneng Group Co Ltd [30.0%]; unknown [3.3%] | 34.4279 | 108.9117 | L100000101283 | G100000110774 | https://www.gem.wiki/Weihe-2_power_station | Global Coal Plant Tracker - January 2026 | yes | GEM Heat rate (Btu/kWh) ÷ 1000 | 热耗率来自GEM；其余运行参数继承参考Generators_data.csv的煤电设定
124 | SN | 1 | 陕西 | Xianyang | Weicheng | 陕西投资集团渭河发电厂 | Weihe-2 power station | Unit 4 | 煤电 | subcritical | 300 | operating | 1992 | Shaanxi Weihe Electrical Power Co Ltd [100%] | Shaanxi Investment Group Co Ltd [66.7%]; China Huaneng Group Co Ltd [30.0%]; unknown [3.3%] | 34.4279 | 108.9117 | L100000101283 | G100000110775 | https://www.gem.wiki/Weihe-2_power_station | Global Coal Plant Tracker - January 2026 | yes | GEM Heat rate (Btu/kWh) ÷ 1000 | 热耗率来自GEM；其余运行参数继承参考Generators_data.csv的煤电设定
125 | SN | 1 | 陕西 | Xianyang | Weicheng | 陕西投资集团渭河发电厂 | Weihe-2 power station | Unit 5 | 煤电 | subcritical | 300 | operating | 1995 | Shaanxi Weihe Electrical Power Co Ltd [100%] | Shaanxi Investment Group Co Ltd [66.7%]; China Huaneng Group Co Ltd [30.0%]; unknown [3.3%] | 34.4279 | 108.9117 | L100000101283 | G100000110776 | https://www.gem.wiki/Weihe-2_power_station | Global Coal Plant Tracker - January 2026 | yes | GEM Heat rate (Btu/kWh) ÷ 1000 | 热耗率来自GEM；其余运行参数继承参考Generators_data.csv的煤电设定
126 | SN | 1 | 陕西 | Xianyang | Weicheng | 陕西投资集团渭河发电厂 | Weihe-2 power station | Unit 6 | 煤电 | subcritical | 300 | operating | 1996 | Shaanxi Weihe Electrical Power Co Ltd [100%] | Shaanxi Investment Group Co Ltd [66.7%]; China Huaneng Group Co Ltd [30.0%]; unknown [3.3%] | 34.4279 | 108.9117 | L100000101283 | G100000110777 | https://www.gem.wiki/Weihe-2_power_station | Global Coal Plant Tracker - January 2026 | yes | GEM Heat rate (Btu/kWh) ÷ 1000 | 热耗率来自GEM；其余运行参数继承参考Generators_data.csv的煤电设定
127 | SN | 1 | 陕西 | Yulin | Yuyang District | 兖矿集团陕西未来能源化工自备电厂 | Weilai Energy & Chemical captive power station | Unit 1 | 煤电 | subcritical | 50 | operating | 2016 | Shaanxi Weilai Energy Chemical Co Ltd [100%] | Yankuang Energy Group Co Ltd [74.0%]; Shaanxi Yanchang Petroleum (Group) Co Ltd [21.1%]; unknown [2.5%]; Chang'an Huitong Co Ltd [2.5%] | 38.2334 | 109.4891 | L100000101284 | G100000113679 | https://www.gem.wiki/Weilai_Energy_%26_Chemical_captive_power_station | Global Coal Plant Tracker - January 2026 | yes | GEM Heat rate (Btu/kWh) ÷ 1000 | 热耗率来自GEM；其余运行参数继承参考Generators_data.csv的煤电设定
128 | SN | 1 | 陕西 | Yulin | Yuyang District | 兖矿集团陕西未来能源化工自备电厂 | Weilai Energy & Chemical captive power station | Unit 2 | 煤电 | subcritical | 50 | operating | 2016 | Shaanxi Weilai Energy Chemical Co Ltd [100%] | Yankuang Energy Group Co Ltd [74.0%]; Shaanxi Yanchang Petroleum (Group) Co Ltd [21.1%]; unknown [2.5%]; Chang'an Huitong Co Ltd [2.5%] | 38.2334 | 109.4891 | L100000101284 | G100000113680 | https://www.gem.wiki/Weilai_Energy_%26_Chemical_captive_power_station | Global Coal Plant Tracker - January 2026 | yes | GEM Heat rate (Btu/kWh) ÷ 1000 | 热耗率来自GEM；其余运行参数继承参考Generators_data.csv的煤电设定
129 | SN | 1 | 陕西 | Yulin | Yuyang District | 兖矿集团陕西未来能源化工自备电厂 | Weilai Energy & Chemical captive power station | Unit 3 | 煤电 | subcritical | 50 | operating | 2016 | Shaanxi Weilai Energy Chemical Co Ltd [100%] | Yankuang Energy Group Co Ltd [74.0%]; Shaanxi Yanchang Petroleum (Group) Co Ltd [21.1%]; unknown [2.5%]; Chang'an Huitong Co Ltd [2.5%] | 38.2334 | 109.4891 | L100000101284 | G100000113681 | https://www.gem.wiki/Weilai_Energy_%26_Chemical_captive_power_station | Global Coal Plant Tracker - January 2026 | yes | GEM Heat rate (Btu/kWh) ÷ 1000 | 热耗率来自GEM；其余运行参数继承参考Generators_data.csv的煤电设定
130 | SN | 1 | 陕西 | Xi'an | Weiyang District | 西安西郊热电厂 | Xi An Xijiao cogen power station | Unit 3 | 煤电 | subcritical | 50 | operating | 2002 | Xi'an Thermoelectricity Co Ltd [100%] | Xi'an Urban Infrastructure Construction Investment Group Co Ltd [100.0%] | 34.2583 | 108.8451 | L100000104939 | G100000111050 | https://www.gem.wiki/Xi_An_Xijiao_cogen_power_station | Global Coal Plant Tracker - January 2026 | yes | GEM Heat rate (Btu/kWh) ÷ 1000 | 热耗率来自GEM；其余运行参数继承参考Generators_data.csv的煤电设定
131 | SN | 1 | 陕西 | Xi'an | Weiyang District | 西安西郊热电厂 | Xi An Xijiao cogen power station | Unit 4 | 煤电 | subcritical | 50 | operating | 2003 | Xi'an Thermoelectricity Co Ltd [100%] | Xi'an Urban Infrastructure Construction Investment Group Co Ltd [100.0%] | 34.2583 | 108.8451 | L100000104939 | G100000111051 | https://www.gem.wiki/Xi_An_Xijiao_cogen_power_station | Global Coal Plant Tracker - January 2026 | yes | GEM Heat rate (Btu/kWh) ÷ 1000 | 热耗率来自GEM；其余运行参数继承参考Generators_data.csv的煤电设定
132 | SN | 1 | 陕西 | Xianyang | Bin | 神华国能陕西彬长新民塬发电项目 | Xinminyuan Low Heat Value power station | Unit 1 | 煤电 | ultra-supercritical | 660 | operating | 2024 | Shaanxi Binchang Power Generation Co Ltd of National Energy Group [100%] | China Energy Investment Corp [51.0%]; Shaanxi Coal Industry Co Ltd [49.0%] | 35.1072 | 108.1165 | L100000105024 | G100000113863 | https://www.gem.wiki/Xinminyuan_Low_Heat_Value_power_station | Global Coal Plant Tracker - January 2026 |  | GEM Heat rate (Btu/kWh) ÷ 1000 | 热耗率来自GEM；其余运行参数继承参考Generators_data.csv的煤电设定
133 | SN | 1 | 陕西 | Weinan | Baishui | 陕西新元发电厂 | Xinyuan power station | Unit 1 | 煤电 | unknown | 55 | operating | 1999 | Shaanxi Xinli Power Generation Co Ltd [100%] | Baishui Yuanmu Real Estate Development Co Ltd [100.0%] | 35.1969 | 109.5941 | L100000101290 | G100000112644 | https://www.gem.wiki/Xinyuan_power_station | Global Coal Plant Tracker - January 2026 | yes | GEM Heat rate (Btu/kWh) ÷ 1000 | 热耗率来自GEM；其余运行参数继承参考Generators_data.csv的煤电设定
134 | SN | 1 | 陕西 | Weinan | Baishui | 陕西新元发电厂 | Xinyuan power station | Unit 2 | 煤电 | unknown | 55 | operating | 1999 | Shaanxi Xinli Power Generation Co Ltd [100%] | Baishui Yuanmu Real Estate Development Co Ltd [100.0%] | 35.1969 | 109.5941 | L100000101290 | G100000112645 | https://www.gem.wiki/Xinyuan_power_station | Global Coal Plant Tracker - January 2026 | yes | GEM Heat rate (Btu/kWh) ÷ 1000 | 热耗率来自GEM；其余运行参数继承参考Generators_data.csv的煤电设定
135 | SN | 1 | 陕西 | Yulin | Fugu | 陕煤集团府谷能源新元洁能发电厂 | Xinyuanjieneng Qingshuichuan power station | Unit 1 | 煤电 | subcritical | 300 | operating | 2015 | Shaanxi Xinyuan Jieneng Co Ltd [100%] | Shaanxi Coal and Chemical Industry Co Ltd [100.0%] | 39.1805 | 111.0845 | L100000101291 | G100000111208 | https://www.gem.wiki/Xinyuanjieneng_Qingshuichuan_power_station | Global Coal Plant Tracker - January 2026 | yes | GEM Heat rate (Btu/kWh) ÷ 1000 | 热耗率来自GEM；其余运行参数继承参考Generators_data.csv的煤电设定
136 | SN | 1 | 陕西 | Yulin | Fugu | 陕煤集团府谷能源新元洁能发电厂 | Xinyuanjieneng Qingshuichuan power station | Unit 2 | 煤电 | subcritical | 300 | operating | 2015 | Shaanxi Xinyuan Jieneng Co Ltd [100%] | Shaanxi Coal and Chemical Industry Co Ltd [100.0%] | 39.1805 | 111.0845 | L100000101291 | G100000111209 | https://www.gem.wiki/Xinyuanjieneng_Qingshuichuan_power_station | Global Coal Plant Tracker - January 2026 | yes | GEM Heat rate (Btu/kWh) ÷ 1000 | 热耗率来自GEM；其余运行参数继承参考Generators_data.csv的煤电设定
137 | SN | 1 | 陕西 | Yan'an | Baota District | 大唐延安热电厂 | Yan'an Thermal power station | Unit 1 | 煤电 | supercritical | 350 | operating | 2017 | Datang Shaanxi Power Generation Co Ltd Yan'an Thermal Power Plant [100%] | Yan'an Energy Chemical (Group) Co Ltd [100.0%] | 36.6913 | 109.6775 | L100000101240 | G100000102224 | https://www.gem.wiki/Yan%27an_Thermal_power_station | Global Coal Plant Tracker - January 2026 | yes | GEM Heat rate (Btu/kWh) ÷ 1000 | 热耗率来自GEM；其余运行参数继承参考Generators_data.csv的煤电设定
138 | SN | 1 | 陕西 | Yan'an | Baota District | 大唐延安热电厂 | Yan'an Thermal power station | Unit 2 | 煤电 | supercritical | 350 | operating | 2018 | Datang Shaanxi Power Generation Co Ltd Yan'an Thermal Power Plant [100%] | Yan'an Energy Chemical (Group) Co Ltd [100.0%] | 36.6913 | 109.6775 | L100000101240 | G100000102225 | https://www.gem.wiki/Yan%27an_Thermal_power_station | Global Coal Plant Tracker - January 2026 | yes | GEM Heat rate (Btu/kWh) ÷ 1000 | 热耗率来自GEM；其余运行参数继承参考Generators_data.csv的煤电设定
139 | SN | 1 | 陕西 | Yulin | Shenmu | 榆林能源集团杨伙盘煤电一体化电厂 | Yanghuopan power station | Unit 1 | 煤电 | ultra-supercritical | 660 | operating | 2023 | Shaanxi Yulin Energy Group Yanghuopan Coal Power Co Ltd [100%] | Shaanxi Yulin Energy Group Co Ltd [51.4%]; Shenmu County State-owned Assets Operation Co [31.0%]; Fugu County State-owned Assets Operation Co Ltd [8.4%]; China Development Bank Corp [4.6%]; Yulin Yuyang District State Owned Assets Operation Co Ltd [3.0%]; Yulin Hengshan Xingheng Project Management Co Ltd [1.5%] | 39.0544 | 110.5245 | L100000101292 | G100000112904 | https://www.gem.wiki/Yanghuopan_power_station | Global Coal Plant Tracker - January 2026 |  | GEM Heat rate (Btu/kWh) ÷ 1000 | 热耗率来自GEM；其余运行参数继承参考Generators_data.csv的煤电设定
140 | SN | 1 | 陕西 | Yulin | Shenmu | 榆林能源集团杨伙盘煤电一体化电厂 | Yanghuopan power station | Unit 2 | 煤电 | ultra-supercritical | 660 | operating | 2023 | Shaanxi Yulin Energy Group Yanghuopan Coal Power Co Ltd [100%] | Shaanxi Yulin Energy Group Co Ltd [51.4%]; Shenmu County State-owned Assets Operation Co [31.0%]; Fugu County State-owned Assets Operation Co Ltd [8.4%]; China Development Bank Corp [4.6%]; Yulin Yuyang District State Owned Assets Operation Co Ltd [3.0%]; Yulin Hengshan Xingheng Project Management Co Ltd [1.5%] | 39.0544 | 110.5245 | L100000101292 | G100000112905 | https://www.gem.wiki/Yanghuopan_power_station | Global Coal Plant Tracker - January 2026 |  | GEM Heat rate (Btu/kWh) ÷ 1000 | 热耗率来自GEM；其余运行参数继承参考Generators_data.csv的煤电设定
141 | SN | 1 | 陕西 | Xianyang | Yangling District | 大唐杨凌热电 | Yangling Cogen power station | Unit 1 | 煤电 | supercritical | 350 | operating | 2015 | Datang Yangling Thermal Power Co Ltd [100%] | China Datang Corp Ltd [90.0%]; Xuzhou Coal Mining Group Corp [10.0%] | 34.2589 | 108.1188 | L100000101293 | G100000111287 | https://www.gem.wiki/Yangling_Cogen_power_station | Global Coal Plant Tracker - January 2026 | yes | GEM Heat rate (Btu/kWh) ÷ 1000 | 热耗率来自GEM；其余运行参数继承参考Generators_data.csv的煤电设定
142 | SN | 1 | 陕西 | Xianyang | Yangling District | 大唐杨凌热电 | Yangling Cogen power station | Unit 2 | 煤电 | supercritical | 350 | operating | 2016 | Datang Yangling Thermal Power Co Ltd [100%] | China Datang Corp Ltd [90.0%]; Xuzhou Coal Mining Group Corp [10.0%] | 34.2589 | 108.1188 | L100000101293 | G100000111288 | https://www.gem.wiki/Yangling_Cogen_power_station | Global Coal Plant Tracker - January 2026 | yes | GEM Heat rate (Btu/kWh) ÷ 1000 | 热耗率来自GEM；其余运行参数继承参考Generators_data.csv的煤电设定
143 | SN | 1 | 陕西 | Yulin | Yuyang District | 兖矿集团榆林能化甲醇自备电厂 | Yankuang Group Methanol power station | Unit 1 | 煤电 | unknown | 50 | operating | 2008 | Yanzhou Nengyuan Yulin Nenghua Co Ltd [100%] | Yankuang Energy Group Co Ltd [100.0%] | 38.5807 | 109.935 | L100000104523 | G100000114076 | https://www.gem.wiki/Yankuang_Group_Methanol_power_station | Global Coal Plant Tracker - January 2026 | yes | GEM Heat rate (Btu/kWh) ÷ 1000 | 热耗率来自GEM；其余运行参数继承参考Generators_data.csv的煤电设定
144 | SN | 1 | 陕西 | Xianyang | Bin | 华电瑶池发电厂 | Yaochi power station | Unit 1 | 煤电 | unknown | 200 | operating | 2010 | Shaanxi Huadian Yaochi Power Generation Co Ltd [100%] | China Datang Corp Ltd [55.0%]; Bin Xian Coal Co Ltd [45.0%] | 35.0623 | 108.0749 | L100000101255 | G100000104183 | https://www.gem.wiki/Yaochi_power_station | Global Coal Plant Tracker - January 2026 | yes | GEM Heat rate (Btu/kWh) ÷ 1000 | 热耗率来自GEM；其余运行参数继承参考Generators_data.csv的煤电设定
145 | SN | 1 | 陕西 | Xianyang | Bin | 华电瑶池发电厂 | Yaochi power station | Unit 2 | 煤电 | unknown | 200 | operating | 2010 | Shaanxi Huadian Yaochi Power Generation Co Ltd [100%] | China Datang Corp Ltd [55.0%]; Bin Xian Coal Co Ltd [45.0%] | 35.0623 | 108.0749 | L100000101255 | G100000104184 | https://www.gem.wiki/Yaochi_power_station | Global Coal Plant Tracker - January 2026 | yes | GEM Heat rate (Btu/kWh) ÷ 1000 | 热耗率来自GEM；其余运行参数继承参考Generators_data.csv的煤电设定
146 | SN | 1 | 陕西 | Yulin | Yuyang District | 榆林能源榆神热电 | Yulin Beijiao power station | Unit 1 | 煤电 | supercritical | 350 | operating | 2018 | Yulin Yushen Coal Co Ltd [100%] | Shaanxi Yulin Energy Group Co Ltd [50.0%]; Yulin Yuyang District State Owned Assets Operation Co Ltd [20.0%]; Shenmu County State-owned Assets Operation Co [17.1%]; Yulin Hengshan Xingheng Project Management Co Ltd [10.0%]; China Development Bank Corp [2.9%] | 38.2993 | 109.8108 | L100000101304 | G100000111502 | https://www.gem.wiki/Yulin_Beijiao_power_station | Global Coal Plant Tracker - January 2026 | yes | GEM Heat rate (Btu/kWh) ÷ 1000 | 热耗率来自GEM；其余运行参数继承参考Generators_data.csv的煤电设定
147 | SN | 1 | 陕西 | Yulin | Yuyang District | 榆林能源榆神热电 | Yulin Beijiao power station | Unit 2 | 煤电 | supercritical | 350 | operating | 2018 | Yulin Yushen Coal Co Ltd [100%] | Shaanxi Yulin Energy Group Co Ltd [50.0%]; Yulin Yuyang District State Owned Assets Operation Co Ltd [20.0%]; Shenmu County State-owned Assets Operation Co [17.1%]; Yulin Hengshan Xingheng Project Management Co Ltd [10.0%]; China Development Bank Corp [2.9%] | 38.2993 | 109.8108 | L100000101304 | G100000111503 | https://www.gem.wiki/Yulin_Beijiao_power_station | Global Coal Plant Tracker - January 2026 | yes | GEM Heat rate (Btu/kWh) ÷ 1000 | 热耗率来自GEM；其余运行参数继承参考Generators_data.csv的煤电设定
148 | SN | 1 | 陕西 | Yulin | Hengshan | 中煤榆林能源化工自备电厂 | Yulin Chemical power station | Unit 1 | 煤电 | unknown | 100 | operating | 2014 | China Coal Shaanxi Yulin Energy Chemical Co Ltd [100%] | China Coal Energy Co Ltd [100.0%] | 38.1597 | 109.5316 | L100000101294 | G100000111470 | https://www.gem.wiki/Yulin_Chemical_power_station | Global Coal Plant Tracker - January 2026 | yes | GEM Heat rate (Btu/kWh) ÷ 1000 | 热耗率来自GEM；其余运行参数继承参考Generators_data.csv的煤电设定
149 | SN | 1 | 陕西 | Yulin | Hengshan | 中煤榆林能源化工自备电厂 | Yulin Chemical power station | Unit 2 | 煤电 | unknown | 100 | operating | 2014 | China Coal Shaanxi Yulin Energy Chemical Co Ltd [100%] | China Coal Energy Co Ltd [100.0%] | 38.1597 | 109.5316 | L100000101294 | G100000111471 | https://www.gem.wiki/Yulin_Chemical_power_station | Global Coal Plant Tracker - January 2026 | yes | GEM Heat rate (Btu/kWh) ÷ 1000 | 热耗率来自GEM；其余运行参数继承参考Generators_data.csv的煤电设定
150 | SN | 1 | 陕西 | Yulin | Shenmu | 神华榆林能源化工公司自备电厂 | Yulin Coal Liquefaction power station | Unit 1 | 煤电 | unknown | 100 | operating | 2020 | Shenhua Yulin Energy Chemical Co Ltd [100%] | China Energy Investment Corp [100.0%] | 38.6506 | 110.1481 | L100000101295 | G100000112906 | https://www.gem.wiki/Yulin_Coal_Liquefaction_power_station | Global Coal Plant Tracker - January 2026 | yes | GEM Heat rate (Btu/kWh) ÷ 1000 | 热耗率来自GEM；其余运行参数继承参考Generators_data.csv的煤电设定
151 | SN | 1 | 陕西 | Yulin | Shenmu | 神华榆林能源化工公司自备电厂 | Yulin Coal Liquefaction power station | Unit 2 | 煤电 | unknown | 100 | operating | 2020 | Shenhua Yulin Energy Chemical Co Ltd [100%] | China Energy Investment Corp [100.0%] | 38.6506 | 110.1481 | L100000101295 | G100000112907 | https://www.gem.wiki/Yulin_Coal_Liquefaction_power_station | Global Coal Plant Tracker - January 2026 | yes | GEM Heat rate (Btu/kWh) ÷ 1000 | 热耗率来自GEM；其余运行参数继承参考Generators_data.csv的煤电设定
152 | SN | 1 | 陕西 | Yulin | Jingbian | 陕西延长中煤榆林能源化工自备电厂 | Yulin Energy Chemical Industry captive power station | Unit 1 | 煤电 | unknown | 50 | operating | 2016 | Shaanxi Yanchang Zhongmei Yulin Energy and Chemical Co Ltd [100%] | Shaanxi Yanchang Petroleum (Group) Co Ltd [72.0%]; China Coal Energy Co Ltd [15.8%]; Chang'an Huitong Co Ltd [8.4%]; unknown [3.8%] | 37.6529 | 108.9343 | L100000101296 | G100000113682 | https://www.gem.wiki/Yulin_Energy_Chemical_Industry_captive_power_station | Global Coal Plant Tracker - January 2026 | yes | GEM Heat rate (Btu/kWh) ÷ 1000 | 热耗率来自GEM；其余运行参数继承参考Generators_data.csv的煤电设定
153 | SN | 1 | 陕西 | Yulin | Jingbian | 陕西延长中煤榆林能源化工自备电厂 | Yulin Energy Chemical Industry captive power station | Unit 2 | 煤电 | unknown | 50 | operating | 2016 | Shaanxi Yanchang Zhongmei Yulin Energy and Chemical Co Ltd [100%] | Shaanxi Yanchang Petroleum (Group) Co Ltd [72.0%]; China Coal Energy Co Ltd [15.8%]; Chang'an Huitong Co Ltd [8.4%]; unknown [3.8%] | 37.6529 | 108.9343 | L100000101296 | G100000113683 | https://www.gem.wiki/Yulin_Energy_Chemical_Industry_captive_power_station | Global Coal Plant Tracker - January 2026 | yes | GEM Heat rate (Btu/kWh) ÷ 1000 | 热耗率来自GEM；其余运行参数继承参考Generators_data.csv的煤电设定
154 | SN | 1 | 陕西 | Yulin | Hengshan | 榆林能源横山电厂 | Yulin Hengshan power station | Phase I Unit 1 | 煤电 | ultra-supercritical | 1000 | operating | 2019 | Shaanxi Yulin Energy Group Hengshan Coal Power Co Ltd [100%] | Shaanxi Yulin Energy Group Co Ltd [65.8%]; Shenmu County State-owned Assets Operation Co [10.6%]; Hengshan County State Owned Assets Management Co [10.0%]; Fugu County State-owned Assets Operation Co Ltd [5.9%]; Yulin Yuyang District State Owned Assets Operation Co Ltd [4.0%]; Yulin Hengshan Xingheng Project Management Co Ltd [2.0%]; China Development Bank Corp [1.7%] | 38.0337 | 109.4151 | L100000101297 | G100000111478 | https://www.gem.wiki/Yulin_Hengshan_power_station | Global Coal Plant Tracker - January 2026 |  | GEM Heat rate (Btu/kWh) ÷ 1000 | 热耗率来自GEM；其余运行参数继承参考Generators_data.csv的煤电设定
155 | SN | 1 | 陕西 | Yulin | Hengshan | 榆林能源横山电厂 | Yulin Hengshan power station | Phase I Unit 2 | 煤电 | ultra-supercritical | 1000 | operating | 2018 | Shaanxi Yulin Energy Group Hengshan Coal Power Co Ltd [100%] | Shaanxi Yulin Energy Group Co Ltd [65.8%]; Shenmu County State-owned Assets Operation Co [10.6%]; Hengshan County State Owned Assets Management Co [10.0%]; Fugu County State-owned Assets Operation Co Ltd [5.9%]; Yulin Yuyang District State Owned Assets Operation Co Ltd [4.0%]; Yulin Hengshan Xingheng Project Management Co Ltd [2.0%]; China Development Bank Corp [1.7%] | 38.0337 | 109.4151 | L100000101297 | G100000111479 | https://www.gem.wiki/Yulin_Hengshan_power_station | Global Coal Plant Tracker - January 2026 |  | GEM Heat rate (Btu/kWh) ÷ 1000 | 热耗率来自GEM；其余运行参数继承参考Generators_data.csv的煤电设定
156 | SN | 1 | 陕西 | Yulin | Shenmu | 兖矿集团榆林能化甲醇自备电厂 | Yulin Methanol power station | Unit 1 | 煤电 | unknown | 150 | operating | 2008 | Yanzhou Nengyuan Yulin Nenghua Co Ltd [100%] | Yankuang Energy Group Co Ltd [100.0%] | 38.5799 | 109.9338 | L100000101299 | G100000112646 | https://www.gem.wiki/Yulin_Methanol_power_station | Global Coal Plant Tracker - January 2026 | yes | GEM Heat rate (Btu/kWh) ÷ 1000 | 热耗率来自GEM；其余运行参数继承参考Generators_data.csv的煤电设定
157 | SN | 1 | 陕西 | Yulin | Shenmu | 兖矿集团榆林能化甲醇自备电厂 | Yulin Methanol power station | Unit 2 | 煤电 | unknown | 150 | operating | 2008 | Yanzhou Nengyuan Yulin Nenghua Co Ltd [100%] | Yankuang Energy Group Co Ltd [100.0%] | 38.5799 | 109.9338 | L100000101299 | G100000112647 | https://www.gem.wiki/Yulin_Methanol_power_station | Global Coal Plant Tracker - January 2026 | yes | GEM Heat rate (Btu/kWh) ÷ 1000 | 热耗率来自GEM；其余运行参数继承参考Generators_data.csv的煤电设定
158 | SN | 1 | 陕西 | Yulin | Yuyang District | 榆林能源上河电厂 | Yulin Shanghe power station | Unit 3 | 煤电 | subcritical | 140 | operating | 2004 | Shaanxi Yinhe Yulin Power Generation Co Ltd [100%] | Shaanxi Yulin Energy Group Co Ltd [50.0%]; Yulin Yuyang District State Owned Assets Operation Co Ltd [20.0%]; Shenmu County State-owned Assets Operation Co [17.1%]; Yulin Hengshan Xingheng Project Management Co Ltd [10.0%]; China Development Bank Corp [2.9%] | 38.4287 | 109.7412 | L100000101300 | G100000111474 | https://www.gem.wiki/Yulin_Shanghe_power_station | Global Coal Plant Tracker - January 2026 | yes | GEM Heat rate (Btu/kWh) ÷ 1000 | 热耗率来自GEM；其余运行参数继承参考Generators_data.csv的煤电设定
159 | SN | 1 | 陕西 | Yulin | Yuyang District | 榆林能源上河电厂 | Yulin Shanghe power station | Unit 4 | 煤电 | subcritical | 140 | operating | 2005 | Shaanxi Yinhe Yulin Power Generation Co Ltd [100%] | Shaanxi Yulin Energy Group Co Ltd [50.0%]; Yulin Yuyang District State Owned Assets Operation Co Ltd [20.0%]; Shenmu County State-owned Assets Operation Co [17.1%]; Yulin Hengshan Xingheng Project Management Co Ltd [10.0%]; China Development Bank Corp [2.9%] | 38.4287 | 109.7412 | L100000101300 | G100000111475 | https://www.gem.wiki/Yulin_Shanghe_power_station | Global Coal Plant Tracker - January 2026 | yes | GEM Heat rate (Btu/kWh) ÷ 1000 | 热耗率来自GEM；其余运行参数继承参考Generators_data.csv的煤电设定
160 | SN | 1 | 陕西 | Yulin | New District | 榆神榆横2×350MW热电联产工程项目 | Yulin Southwest New District Cogen power station | Unit 1 | 煤电 | supercritical | 350 | operating | 2025 | Shaanxi Yuneng Yushen Southwest Thermal Power Co Ltd [100%] | Shaanxi Yulin Energy Group Co Ltd [50.0%]; Yulin Yuyang District State Owned Assets Operation Co Ltd [20.0%]; Shenmu County State-owned Assets Operation Co [17.1%]; Yulin Hengshan Xingheng Project Management Co Ltd [10.0%]; China Development Bank Corp [2.9%] | 38.2833 | 109.7333 | L100000101301 | G100000113038 | https://www.gem.wiki/Yulin_Southwest_New_District_Cogen_power_station | Global Coal Plant Tracker - January 2026 | yes | GEM Heat rate (Btu/kWh) ÷ 1000 | 热耗率来自GEM；其余运行参数继承参考Generators_data.csv的煤电设定
161 | SN | 1 | 陕西 | Yulin | New District | 榆神榆横2×350MW热电联产工程项目 | Yulin Southwest New District Cogen power station | Unit 2 | 煤电 | supercritical | 350 | operating | 2025 | Shaanxi Yuneng Yushen Southwest Thermal Power Co Ltd [100%] | Shaanxi Yulin Energy Group Co Ltd [50.0%]; Yulin Yuyang District State Owned Assets Operation Co Ltd [20.0%]; Shenmu County State-owned Assets Operation Co [17.1%]; Yulin Hengshan Xingheng Project Management Co Ltd [10.0%]; China Development Bank Corp [2.9%] | 38.2833 | 109.7333 | L100000101301 | G100000113039 | https://www.gem.wiki/Yulin_Southwest_New_District_Cogen_power_station | Global Coal Plant Tracker - January 2026 | yes | GEM Heat rate (Btu/kWh) ÷ 1000 | 热耗率来自GEM；其余运行参数继承参考Generators_data.csv的煤电设定
162 | SN | 1 | 陕西 | Yulin | Hengshan | 华电陕西榆横煤电厂 | Yulin Yuheng power station | Unit 1 | 煤电 | ultra-supercritical | 600 | operating | 2013 | Shaanxi Huadian Yuheng Coal & Electricity Co Ltd [100%] | China Huadian Corp Ltd [61.9%]; Yulin Investment Operation Group Co Ltd [16.0%]; unknown [12.6%]; Huadian Power International Co Ltd [9.4%] | 38.1347 | 109.5368 | L100000101303 | G100000111476 | https://www.gem.wiki/Yulin_Yuheng_power_station | Global Coal Plant Tracker - January 2026 | yes | GEM Heat rate (Btu/kWh) ÷ 1000 | 热耗率来自GEM；其余运行参数继承参考Generators_data.csv的煤电设定
163 | SN | 1 | 陕西 | Yulin | Hengshan | 华电陕西榆横煤电厂 | Yulin Yuheng power station | Unit 2 | 煤电 | ultra-supercritical | 600 | operating | 2014 | Shaanxi Huadian Yuheng Coal & Electricity Co Ltd [100%] | China Huadian Corp Ltd [61.9%]; Yulin Investment Operation Group Co Ltd [16.0%]; unknown [12.6%]; Huadian Power International Co Ltd [9.4%] | 38.1347 | 109.5368 | L100000101303 | G100000111477 | https://www.gem.wiki/Yulin_Yuheng_power_station | Global Coal Plant Tracker - January 2026 | yes | GEM Heat rate (Btu/kWh) ÷ 1000 | 热耗率来自GEM；其余运行参数继承参考Generators_data.csv的煤电设定
164 | SN | 1 | 陕西 | Ankang |  | 分布式光伏电站 | Ankang solar project | -- | 光伏 | PV | 1 | operating | 2017 |  |  | 32.7065 | 109.0178 | L100001010716 | G100001012088 | https://www.gem.wiki/Ankang_solar_project | Global Solar Power Tracker - February 2026 |  | 不适用 | 运行参数继承参考Generators_data.csv的风电/光伏设定
165 | SN | 1 | 陕西 | Baoji | Qishan | 宝鸡海螺新能源有限公司宝鸡市岐山县宝鸡海螺型材有限公司4.2MW分布式光伏发电项目 | Baoji Conch New Energy Baoji Qishan County Baoji Conch Profile solar project | -- | 光伏 | PV | 4.2 | operating | 2019 |  |  | 34.4479 | 107.7111 | L100001010776 | G100001012148 | https://www.gem.wiki/Baoji_Conch_New_Energy_Baoji_Qishan_County_Baoji_Conch_Profile_solar_project | Global Solar Power Tracker - February 2026 |  | 不适用 | 运行参数继承参考Generators_data.csv的风电/光伏设定
166 | SN | 1 | 陕西 | Baoji |  | 宝鸡石油机械有限责任公司4MWp泵业设备厂屋顶分布式光伏发电项目 | Baoji Petroleum Pump Equipment Factory solar project | -- | 光伏 | PV | 4 | operating | 2017 |  |  | 34.3610 | 107.2322 | L100001010778 | G100001012150 | https://www.gem.wiki/Baoji_Petroleum_Pump_Equipment_Factory_solar_project | Global Solar Power Tracker - February 2026 |  | 不适用 | 运行参数继承参考Generators_data.csv的风电/光伏设定
167 | SN | 1 | 陕西 | Baoji |  | 宝鸡石油机械有限责任公司4MWp传动设备厂屋顶分布式光伏发电项目 | Baoji Petroleum Transmission Equipment Factory solar project | -- | 光伏 | PV | 4 | operating | 2017 |  |  | 34.3610 | 107.2322 | L100001010779 | G100001012151 | https://www.gem.wiki/Baoji_Petroleum_Transmission_Equipment_Factory_solar_project | Global Solar Power Tracker - February 2026 |  | 不适用 | 运行参数继承参考Generators_data.csv的风电/光伏设定
168 | SN | 1 | 陕西 | Baoji |  | 4MWp分布式光伏电站项目（西安专用管宝鸡基地） | Baoji solar project | -- | 光伏 | PV | 4 | operating | 2017 |  |  | 34.3610 | 107.2322 | L100001010780 | G100001012152 | https://www.gem.wiki/Baoji_solar_project | Global Solar Power Tracker - February 2026 |  | 不适用 | 运行参数继承参考Generators_data.csv的风电/光伏设定
169 | SN | 1 | 陕西 | Baoji |  | 宝鸡唐元新能源有限公司 | Baoji Tangyuan New Energy solar project | -- | 光伏 | PV | 5.9 | operating | 2017 |  |  | 34.3610 | 107.2322 | L100001010781 | G100001012153 | https://www.gem.wiki/Baoji_Tangyuan_New_Energy_solar_project | Global Solar Power Tracker - February 2026 |  | 不适用 | 运行参数继承参考Generators_data.csv的风电/光伏设定
170 | SN | 1 | 陕西 | Yan'an | Baota District | 宝塔区桥沟办事处王岔沟1.2MW分布式屋顶光伏电站发电项目 | Baota District Qiaogou Office Wangchagou solar project | -- | 光伏 | PV | 1.2 | operating | 2017 |  |  | 36.5986 | 109.4904 | L100001010791 | G100001012163 | https://www.gem.wiki/Baota_District_Qiaogou_Office_Wangchagou_solar_project | Global Solar Power Tracker - February 2026 |  | 不适用 | 运行参数继承参考Generators_data.csv的风电/光伏设定
171 | SN | 1 | 陕西 | Xi'an |  | 中交西安筑路机械有限公司 | CCCC Xi'an Road solar project | -- | 光伏 | PV | 7.3 | operating | 2016 |  |  | 34.2610 | 108.9423 | L100001010915 | G100001012287 | https://www.gem.wiki/CCCC_Xi'an_Road_solar_project | Global Solar Power Tracker - February 2026 |  | 不适用 | 运行参数继承参考Generators_data.csv的风电/光伏设定
172 | SN | 1 | 陕西 | Weinan | Chengcheng | 澄城县联谊村6MWp屋顶分布式光伏发电 | Chengcheng solar project | -- | 光伏 | PV | 6 | operating | 2017 |  |  | 35.2494 | 109.8988 | L100001011123 | G100001012495 | https://www.gem.wiki/Chengcheng_solar_project | Global Solar Power Tracker - February 2026 |  | 不适用 | 运行参数继承参考Generators_data.csv的风电/光伏设定
173 | SN | 1 | 陕西 | Xi'an |  | 西安君能高新区法士特2MW屋顶分布式光伏发电项目 | Fast solar project | -- | 光伏 | PV | 2 | operating | 2019 |  |  | 34.2610 | 108.9423 | L100001011497 | G100001012872 | https://www.gem.wiki/Fast_solar_project | Global Solar Power Tracker - February 2026 |  | 不适用 | 运行参数继承参考Generators_data.csv的风电/光伏设定
174 | SN | 1 | 陕西 | Baoji | Fufeng | 扶风慈阳新能源科技有限公司 | Fufeng Ciyang New Energy Technology solar project | -- | 光伏 | PV | 9.9 | operating | 2017 |  |  | 34.3784 | 107.8922 | L100001011537 | G100001012912 | https://www.gem.wiki/Fufeng_Ciyang_New_Energy_Technology_solar_project | Global Solar Power Tracker - February 2026 |  | 不适用 | 运行参数继承参考Generators_data.csv的风电/光伏设定
175 | SN | 1 | 陕西 |  |  |  | Gangoucun C solar project | -- | 光伏 | Assumed PV | 10 | operating | 2016 |  |  | 37.5510 | 108.9290 | L100000828689 | G100000832392 | https://www.gem.wiki/Gangoucun_C_solar_project | Global Solar Power Tracker - February 2026 |  | 不适用 | 运行参数继承参考Generators_data.csv的风电/光伏设定
176 | SN | 1 | 陕西 | Shangluo | Danfeng | 绿地蔬菜专业合作社陈家村蔬菜大棚屋顶1500Kwp光伏项目 | Greenland Vegetable Professional Cooperative Chenjiacun Vegetable Greenhouse solar project | -- | 光伏 | PV | 1.5 | operating | 2017 |  |  | 33.6961 | 110.3295 | L100001011696 | G100001013072 | https://www.gem.wiki/Greenland_Vegetable_Professional_Cooperative_Chenjiacun_Vegetable_Greenhouse_solar_project | Global Solar Power Tracker - February 2026 |  | 不适用 | 运行参数继承参考Generators_data.csv的风电/光伏设定
177 | SN | 1 | 陕西 |  |  |  | Hanchang A solar project | -- | 光伏 | Assumed PV | 15 | operating | 2018 |  |  | 35.5890 | 110.5610 | L100000828690 | G100000832393 | https://www.gem.wiki/Hanchang_A_solar_project | Global Solar Power Tracker - February 2026 |  | 不适用 | 运行参数继承参考Generators_data.csv的风电/光伏设定
178 | SN | 1 | 陕西 | Weinan | Hancheng City | 韩城阳光壹品新能源科技有限公司4MW屋顶分布式光伏发电项目 | Hancheng Sunshine Yipin New Energy Technology solar project | -- | 光伏 | PV | 4 | operating | 2017 |  |  | 35.5753 | 110.3614 | L100001011854 | G100001013232 | https://www.gem.wiki/Hancheng_Sunshine_Yipin_New_Energy_Technology_solar_project | Global Solar Power Tracker - February 2026 |  | 不适用 | 运行参数继承参考Generators_data.csv的风电/光伏设定
179 | SN | 1 | 陕西 | Weinan | Hancheng City | 韩城宇峰光伏电力公司5.5MW屋顶分布式光伏发电项目 | Hancheng Yufeng Photovoltaic Power solar project | -- | 光伏 | PV | 5.5 | operating | 2017 |  |  | 35.5753 | 110.3614 | L100001011855 | G100001013233 | https://www.gem.wiki/Hancheng_Yufeng_Photovoltaic_Power_solar_project | Global Solar Power Tracker - February 2026 |  | 不适用 | 运行参数继承参考Generators_data.csv的风电/光伏设定
180 | SN | 1 | 陕西 |  |  | 惠商君威电站4.5MWP屋面分布式并网光伏发电（二期3.5MWp）项目 | Huishang Junwei solar project | -- | 光伏 | PV | 3.5 | operating | 2017 |  |  | 35.5896 | 109.3013 | L100001012327 | G100001013707 | https://www.gem.wiki/Huishang_Junwei_solar_project | Global Solar Power Tracker - February 2026 |  | 不适用 | 运行参数继承参考Generators_data.csv的风电/光伏设定
181 | SN | 1 | 陕西 | Yulin | Jingbian | 靖边县冠能电力有限公司 | Jingbian County Guanneng Electric Power solar project | -- | 光伏 | PV | 6 | operating | 2017 |  |  | 37.4828 | 108.8044 | L100001012859 | G100001014239 | https://www.gem.wiki/Jingbian_County_Guanneng_Electric_Power_solar_project | Global Solar Power Tracker - February 2026 |  | 不适用 | 运行参数继承参考Generators_data.csv的风电/光伏设定
182 | SN | 1 | 陕西 | Xi'an |  | 蓝田明锐西北家具工业园3.5MWP分布式光伏发电项目 | Lantian Northwest Furniture Industrial Park solar project | -- | 光伏 | PV | 3.5 | operating | 2017 |  |  | 34.2610 | 108.9423 | L100001013131 | G100001014512 | https://www.gem.wiki/Lantian_Northwest_Furniture_Industrial_Park_solar_project | Global Solar Power Tracker - February 2026 |  | 不适用 | 运行参数继承参考Generators_data.csv的风电/光伏设定
183 | SN | 1 | 陕西 |  |  |  | Liqian B solar project | -- | 光伏 | Assumed PV | 15 | operating | 2017 |  |  | 37.5770 | 107.7690 | L100000828691 | G100000832394 | https://www.gem.wiki/Liqian_B_solar_project | Global Solar Power Tracker - February 2026 |  | 不适用 | 运行参数继承参考Generators_data.csv的风电/光伏设定
184 | SN | 1 | 陕西 | Weinan | Pucheng | 蒲城县洛宾镇庆兴村5.8MW分布式光伏发电精准扶贫项目 | Pucheng solar project | -- | 光伏 | PV | 5.8 | operating | 2017 |  |  | 34.9561 | 109.5833 | L100001013743 | G100001015126 | https://www.gem.wiki/Pucheng_solar_project | Global Solar Power Tracker - February 2026 |  | 不适用 | 运行参数继承参考Generators_data.csv的风电/光伏设定
185 | SN | 1 | 陕西 | Yulin | Dingbian | 陕武直流定边 500MW 光伏发电项目的 | Shaanxi - Hubei Power Export Dingbian solar farm | -- | 光伏 | PV | 500 | operating | 2024 | Hubei Energy Investment Group Northwest New Energy Development Co Ltd [100%] | Dingbian Longwu New Energy | 37.4460 | 107.3320 | L100000828692 | G100000832395 | https://www.gem.wiki/Shaanxi_-_Hubei_Power_Export_Dingbian_solar_farm | Global Solar Power Tracker - February 2026 |  | 不适用 | 运行参数继承参考Generators_data.csv的风电/光伏设定
186 | SN | 1 | 陕西 | Yan'an | Huanglong |  | Shaanxi - Hubei Power Export Huanglong Muerping Yanchang Oil solar power plant | 1 | 光伏 | PV | 50 | operating | 2024 |  |  | 37.2969 | 108.4504 | L100000811037 | G100001064474 | https://www.gem.wiki/Shaanxi_Huanglong_Muerping_Yanchang_Oil_solar_power_plant | Global Solar Power Tracker - February 2026 |  | 不适用 | 运行参数继承参考Generators_data.csv的风电/光伏设定
187 | SN | 1 | 陕西 | Yan'an | Huanglong | 延长石油黄龙木耳坪光伏 | Shaanxi - Hubei Power Export Huanglong Muerping Yanchang Oil solar power plant | 2 | 光伏 | PV | 100 | operating | 2025 | Shaanxi Yanchang Oil Electricity Sales Co Ltd [100%] |  | 37.2969 | 108.4504 | L100000811037 | G100000813489 | https://www.gem.wiki/Shaanxi_Huanglong_Muerping_Yanchang_Oil_solar_power_plant | Global Solar Power Tracker - February 2026 |  | 不适用 | 运行参数继承参考Generators_data.csv的风电/光伏设定
188 | SN | 1 | 陕西 | Yulin | Shenmu City | 榆林2100兆瓦光伏发电项目（神木市500兆瓦） | Shaanxi - Hubei Power Export Shenmu solar farm | -- | 光伏 | PV | 500 | operating | 2025 | Hubei Energy Investment Group Northwest New Energy Development Co Ltd [100%] | Shenmu Longwu New Energy Development | 38.6940 | 109.9080 | L100000828694 | G100000832397 | https://www.gem.wiki/Shaanxi_-_Hubei_Power_Export_Shenmu_solar_farm | Global Solar Power Tracker - February 2026 |  | 不适用 | 运行参数继承参考Generators_data.csv的风电/光伏设定
189 | SN | 1 | 陕西 | Yulin | Yuyang District | 榆能榆阳巴拉素光伏项目 | Shaanxi - Hubei Power Export Yuyang Balasu solar power plant | -- | 光伏 | PV | 100 | operating | 2024 | Shaanxi Yulin Energy Group Co Ltd [100%] | Shaanxi Yulin Yuneng Changlong Photovoltaic | 38.2769 | 109.7155 | L100000811081 | G100000813534 | https://www.gem.wiki/Shaanxi_-_Hubei_Power_Export_Yuyang_Balasu_solar_power_plant | Global Solar Power Tracker - February 2026 |  | 不适用 | 运行参数继承参考Generators_data.csv的风电/光伏设定
190 | SN | 1 | 陕西 | Yulin | Yuyang District | 榆林2100兆瓦光伏发电项目（榆阳一期400兆瓦） | Shaanxi - Hubei Power Export Yuyang solar farm | 1 | 光伏 | PV | 400 | operating | 2025 | Hubei Energy Investment Group Northwest New Energy Development Co Ltd [100%] | Yulin Longwu Smart New Energy Development | 38.7983 | 109.6933 | L100000811079 | G100000813532 | https://www.gem.wiki/Shaanxi_-_Hubei_Power_Export_Yuyang_solar_farm | Global Solar Power Tracker - February 2026 |  | 不适用 | 运行参数继承参考Generators_data.csv的风电/光伏设定
191 | SN | 1 | 陕西 | Yulin | Yuyang District | 榆林2100兆瓦光伏发电项目（榆阳二期200兆瓦） | Shaanxi - Hubei Power Export Yuyang solar farm | 2 | 光伏 | PV | 200 | operating | 2024 | Hubei Energy Investment Group Northwest New Energy Development Co Ltd [100%] | Yulin Longwu Xudong Energy Development | 38.4903 | 110.1255 | L100000811079 | G100000832398 | https://www.gem.wiki/Shaanxi_-_Hubei_Power_Export_Yuyang_solar_farm | Global Solar Power Tracker - February 2026 |  | 不适用 | 运行参数继承参考Generators_data.csv的风电/光伏设定
192 | SN | 1 | 陕西 | Ankang | Ziyang | 安康奥普泰新能源有限公司紫阳县5.8MW屋顶分布式光伏发电项目 | Shaanxi Ankang Aoptech New Energy Ziyang County rooftop solar project | -- | 光伏 | Assumed PV | 5.8 | operating |  |  |  | 32.4479 | 108.4356 | L100001031258 | G100001036530 | https://www.gem.wiki/Shaanxi_Ankang_Aoptech_New_Energy_Ziyang_County_rooftop_solar_project | Global Solar Power Tracker - February 2026 |  | 不适用 | 运行参数继承参考Generators_data.csv的风电/光伏设定
193 | SN | 1 | 陕西 | Ankang | Ziyang | 安康市汉滨区嘉之泰新能源有限公司紫阳县5.99MW农村户用屋顶光伏发电项目 | Shaanxi Ankang Hanbin District Jiazhitai New Energy Ziyang County rural household rooftop solar project | -- | 光伏 | Assumed PV | 6 | operating |  |  |  | 32.4479 | 108.4356 | L100001031257 | G100001036529 | https://www.gem.wiki/Shaanxi_Ankang_Hanbin_District_Jiazhitai_New_Energy_Ziyang_County_rural_household_rooftop_solar_project | Global Solar Power Tracker - February 2026 |  | 不适用 | 运行参数继承参考Generators_data.csv的风电/光伏设定
194 | SN | 1 | 陕西 | Ankang | Ziyang | 安康市汉滨区嘉之泰新能源有限公司紫阳县(高军鸿晟)5.99MW分布式光伏电站 | Shaanxi Ankang Hanbin District Jiazhitai New Energy Ziyang County solar project | -- | 光伏 | Assumed PV | 6 | operating |  |  |  | 32.4479 | 108.4356 | L100001031259 | G100001036531 | https://www.gem.wiki/Shaanxi_Ankang_Hanbin_District_Jiazhitai_New_Energy_Ziyang_County_solar_project | Global Solar Power Tracker - February 2026 |  | 不适用 | 运行参数继承参考Generators_data.csv的风电/光伏设定
195 | SN | 1 | 陕西 | Yan'an | Ansai District | 安塞区高桥镇200MW农光互补产业项目 | Shaanxi Ansai Gaoqiao Agricultural solar power plant | -- | 光伏 | PV | 200 | operating | 2023 | Huangling Mining Group Co Ltd [100%] | Ansai Huangling Mining New Energy Development | 37.2969 | 108.4504 | L100000810973 | G100000813422 | https://www.gem.wiki/Shaanxi_Ansai_Gaoqiao_Agricultural_solar_power_plant | Global Solar Power Tracker - February 2026 |  | 不适用 | 运行参数继承参考Generators_data.csv的风电/光伏设定
196 | SN | 1 | 陕西 | Yan'an | Ansai District | 安塞区建华镇10万千瓦农光互补光伏项目 | Shaanxi Ansai Jianhuazhen Agriculture solar farm | -- | 光伏 | PV | 100 | operating | 2021 | Shaanxi Shengmaide New Energy Technology Co Ltd [100%] | Ansai West Light Source New Energy Technology | 37.0255 | 109.2976 | L100000810974 | G100000813423 | https://www.gem.wiki/Shaanxi_Ansai_Jianhuazhen_Agriculture_solar_farm | Global Solar Power Tracker - February 2026 |  | 不适用 | 运行参数继承参考Generators_data.csv的风电/光伏设定
197 | SN | 1 | 陕西 | Yan'an | Ansai District | 安塞区镰刀湾镇100MW农光互补光伏项目 | Shaanxi Ansai Liandaowan Agricultural solar power plant | -- | 光伏 | PV | 100 | operating | 2023 | Huangling Mining Group Co Ltd [100%] | Ansai Huangling Mining New Energy Development | 37.2969 | 108.4504 | L100000810975 | G100000813424 | https://www.gem.wiki/Shaanxi_Ansai_Liandaowan_Agricultural_solar_power_plant | Global Solar Power Tracker - February 2026 |  | 不适用 | 运行参数继承参考Generators_data.csv的风电/光伏设定
198 | SN | 1 | 陕西 | Yan'an | Ansai District | 安塞佳圣100mw林草光互补光伏项目 | Shaanxi Ansai Pingqaio Jiasheng Agricultural/Forestry solar power plant | -- | 光伏 | PV | 100 | operating | 2024 | Shaanxi Tongaoda New Energy Technology Co Ltd [100%] | Ansai Jiasheng New Energy Technology | 37.2969 | 108.4504 | L100000810976 | G100000813425 | https://www.gem.wiki/Shaanxi_Ansai_Pingqaio_Jiasheng_Agricultural/Forestry_solar_power_plant | Global Solar Power Tracker - February 2026 |  | 不适用 | 运行参数继承参考Generators_data.csv的风电/光伏设定
199 | SN | 1 | 陕西 | Weinan | Baishui | 中电建西北院投资建设的中电建100兆瓦 | Shaanxi Baishui (China Power Construction) 100 MW solar farm | -- | 光伏 | PV | 100 | operating | 2025 | China Power Construction Group Northwest Survey and Design Institute Co Ltd |  | 35.2420 | 109.6960 | L100001018764 | G100001021030 | https://www.gem.wiki/Shaanxi_Baishui_(China_Power_Construction)_100_MW_solar_farm | Global Solar Power Tracker - February 2026 |  | 不适用 | 运行参数继承参考Generators_data.csv的风电/光伏设定
200 | SN | 1 | 陕西 | Weinan | Baishui | 陕投白水13万千瓦光伏发电项目 | Shaanxi Baishui (Shaanxi Investment) solar farm | -- | 光伏 | PV | 130 | operating | 2025 |  | Shaanxi Investment Guanzhong New Energy | 35.1828 | 109.5932 | L100000827119 | G100000830573 | https://www.gem.wiki/Shaanxi_Baishui_(Shaanxi_Investment)_solar_farm | Global Solar Power Tracker - February 2026 |  | 不适用 | 运行参数继承参考Generators_data.csv的风电/光伏设定
201 | SN | 1 | 陕西 | Weinan | Baishui | 陕投白水100兆瓦光伏项目 | Shaanxi Baishui 100 MW (Shaanxi Investment) solar farm | -- | 光伏 | PV | 100 | operating | 2024 | Shaanxi Investment Guanzhong New Energy Co Ltd |  | 35.2760 | 109.4590 | L100001018765 | G100001021031 | https://www.gem.wiki/Shaanxi_Baishui_100_MW_(Shaanxi_Investment)_solar_farm | Global Solar Power Tracker - February 2026 |  | 不适用 | 运行参数继承参考Generators_data.csv的风电/光伏设定
202 | SN | 1 | 陕西 | Weinan | Baishui | 鼎鑫白水县地面集中式2万kW光伏电站 | Shaanxi Baishui Dingxin solar farm | -- | 光伏 | PV | 20 | operating | 2019 | Jiangsu Zhongxinneng Power Technology Group Co Ltd [100%] | Baishui Dingxin Photovoltaic Power Generation | 35.1774 | 109.5912 | L100000802865 | G100000803345 | https://www.gem.wiki/Shaanxi_Baishui_Dingxin_solar_farm | Global Solar Power Tracker - February 2026 |  | 不适用 | 运行参数继承参考Generators_data.csv的风电/光伏设定
203 | SN | 1 | 陕西 | Weinan | Baishui | 渭南市白水县西固镇20万千瓦光伏上网项目 | Shaanxi Baishui Xiguzhen (Jingneng) solar farm | -- | 光伏 | PV | 200 | operating | 2021 | Weinan Jingke Jingneng Photovoltaic Power Generation Co Ltd [100%] | Baishui Jingneng Photovoltaic Power Generation | 35.2222 | 109.5172 | L100000810981 | G100000813430 | https://www.gem.wiki/Shaanxi_Baishui_Xiguzhen_(Jingneng)_solar_farm | Global Solar Power Tracker - February 2026 |  | 不适用 | 运行参数继承参考Generators_data.csv的风电/光伏设定
204 | SN | 1 | 陕西 | Weinan | Baishui | 陕煤蒲白矿业10万千瓦光伏发电项目 | Shaanxi Baishui Xiguzhen (Pubai Mining) solar farm | -- | 光伏 | PV | 100 | operating | 2023 | Shaanxi Shanmei Pubai Mining Co Ltd [100%] | Shaanxi Shanmei Pubai Mining New Energy Industry | 35.2222 | 109.5172 | L100000810982 | G100000813431 | https://www.gem.wiki/Shaanxi_Baishui_Xiguzhen_(Pubai_Mining)_solar_farm | Global Solar Power Tracker - February 2026 |  | 不适用 | 运行参数继承参考Generators_data.csv的风电/光伏设定
205 | SN | 1 | 陕西 | Weinan | Baishui | 白水县西固镇200MW光伏发电平价上网项目 | Shaanxi Baishui Xiguzhen Unsubsidized solar power plant | -- | 光伏 | PV | 200 | operating | 2022 | Jinko Power Technology Co Ltd [100%] |  | 35.8894 | 109.1357 | L100000810983 | G100000813432 | https://www.gem.wiki/Shaanxi_Baishui_Xiguzhen_Unsubsidized_solar_power_plant | Global Solar Power Tracker - February 2026 |  | 不适用 | 运行参数继承参考Generators_data.csv的风电/光伏设定
206 | SN | 1 | 陕西 | Weinan | Baishui | 新大行白水县地面集中式2万kW光伏电站 | Shaanxi Baishui Xindahang solar farm | -- | 光伏 | PV | 20 | operating | 2019 | Jiangsu Zhongxinneng Power Technology Group Co Ltd [100%] | Baishui Xindahang Energy Technology | 35.1774 | 109.5912 | L100000802864 | G100000803344 | https://www.gem.wiki/Shaanxi_Baishui_Xindahang_solar_farm | Global Solar Power Tracker - February 2026 |  | 不适用 | 运行参数继承参考Generators_data.csv的风电/光伏设定
207 | SN | 1 | 陕西 | Weinan | Baishui | 陕投200兆瓦尧禾、雷牙光伏发电项目 | Shaanxi Baishui Yaohe Leiya solar power plant | Leiya | 光伏 | PV | 100 | operating |  |  |  | 35.2510 | 109.6490 | L100000810984 | G100001028280 | https://www.gem.wiki/Shaanxi_Baishui_Yaohe_Leiya_solar_power_plant | Global Solar Power Tracker - February 2026 |  | 不适用 | 运行参数继承参考Generators_data.csv的风电/光伏设定
208 | SN | 1 | 陕西 | Weinan | Baishui | 白水20MW光伏农业科技大棚项目 | Shaanxi Baishui Zhongdi solar farm | -- | 光伏 | PV | 20 | operating | 2017 | Shaanxi Zhongdi Energy Development & Construction Co Ltd [100%] | Shaanxi Zhongdi Energy Development and Construction CO LTD Baishui | 35.1785 | 109.5876 | L100000803583 | G100000804115 | https://www.gem.wiki/Shaanxi_Baishui_Zhongdi_solar_farm | Global Solar Power Tracker - February 2026 |  | 不适用 | 运行参数继承参考Generators_data.csv的风电/光伏设定
209 | SN | 1 | 陕西 | Yan'an |  | 陕西宝辰建设工程有限公司延安分公司 | Shaanxi Baochen Engineering Yan'an Branch solar project | -- | 光伏 | PV | 2 | operating | 2016 |  |  | 36.6028 | 109.4874 | L100001013993 | G100001015378 | https://www.gem.wiki/Shaanxi_Baochen_Engineering_Yan'an_Branch_solar_project | Global Solar Power Tracker - February 2026 |  | 不适用 | 运行参数继承参考Generators_data.csv的风电/光伏设定
210 | SN | 1 | 陕西 | Baoji |  | 陕西宝鸡国核宝钛锆业4.6MWP屋顶分布式光伏发电项目 | Shaanxi Baoji State Nuclear Power Titanium and Zirconium Industry solar project | -- | 光伏 | PV | 4.6 | operating | 2017 |  |  | 34.3610 | 107.2322 | L100001013994 | G100001015379 | https://www.gem.wiki/Shaanxi_Baoji_State_Nuclear_Power_Titanium_and_Zirconium_Industry_solar_project | Global Solar Power Tracker - February 2026 |  | 不适用 | 运行参数继承参考Generators_data.csv的风电/光伏设定
211 | SN | 1 | 陕西 | Yan'an | Baota District | 宝塔区麻洞川镇农光互补光伏发电项目 | Shaanxi Baota Madongchuanzhen Agriculture solar farm | -- | 光伏 | PV | 100 | operating | 2023 | China Energy Construction Group Planning and Design Co Ltd [100%] | Shaanxi Electric Power Design Institute | 36.5411 | 109.5278 | L100000810985 | G100000813434 | https://www.gem.wiki/Shaanxi_Baota_Madongchuanzhen_Agriculture_solar_farm | Global Solar Power Tracker - February 2026 |  | 不适用 | 运行参数继承参考Generators_data.csv的风电/光伏设定
212 | SN | 1 | 陕西 | Yan'an | Baota District | 延安供销集团农批市场屋顶分布式光伏发电 | Shaanxi Baota solar project | -- | 光伏 | Assumed PV | 2.4 | operating |  |  |  | 36.5853 | 109.4838 | L100001031287 | G100001036559 | https://www.gem.wiki/Shaanxi_Baota_solar_project | Global Solar Power Tracker - February 2026 |  | 不适用 | 运行参数继承参考Generators_data.csv的风电/光伏设定
213 | SN | 1 | 陕西 | Xi'an | Baqiao District | 陕西国铁经营服务有限公司西安机务段及西安客车车辆段2.697MW屋顶分布式光伏项目 | Shaanxi Baqiao State Railway Operations and Services Xi’an Locomotive Depot and Xi’an Passenger Depot Rooftop solar project | -- | 光伏 | Assumed PV | 2.7 | operating |  |  |  | 34.2746 | 109.0595 | L100001031263 | G100001036535 | https://www.gem.wiki/Shaanxi_Baqiao_State_Railway_Operations_and_Services_Xi’an_Locomotive_Depot_and_Xi’an_Passenger_Depot_Rooftop_solar_project | Global Solar Power Tracker - February 2026 |  | 不适用 | 运行参数继承参考Generators_data.csv的风电/光伏设定
214 | SN | 1 | 陕西 | Xianyang | Binzhou City | 彬州市龙源大佛寺竞价上网农光互补光伏发电项目 | Shaanxi Binzhou Dafosi (Longyuan) Agriculture solar farm | -- | 光伏 | PV | 50 | operating | 2021 | China Longyuan Power Group Corp Ltd [100%] | Binzhou Longyuan New Energy | 35.0763 | 108.1033 | L100000810986 | G100000813435 | https://www.gem.wiki/Shaanxi_Binzhou_Dafosi_(Longyuan)_Agriculture_solar_farm | Global Solar Power Tracker - February 2026 |  | 不适用 | 运行参数继承参考Generators_data.csv的风电/光伏设定
215 | SN | 1 | 陕西 | Xianyang | Binzhou City | 彬州市太峪镇200兆瓦农光互补光伏发电项目 | Shaanxi Binzhou Taiyuzhen solar power plant | -- | 光伏 | PV | 150 | operating | 2023 | Shaanxi Xizhong Chengyuan New Energy Co Ltd [100%] | Shaanxi Xinzhong Licheng New Energy | 34.9334 | 108.0314 | L100000810987 | G100000813436 | https://www.gem.wiki/Shaanxi_Binzhou_Taiyuzhen_solar_power_plant | Global Solar Power Tracker - February 2026 |  | 不适用 | 运行参数继承参考Generators_data.csv的风电/光伏设定
216 | SN | 1 | 陕西 |  |  | 陕西明德集中供热有限责任公司 | Shaanxi Central Heating solar project | -- | 光伏 | PV | 3.3 | operating | 2017 |  |  | 35.5896 | 109.3013 | L100001013995 | G100001015380 | https://www.gem.wiki/Shaanxi_Central_Heating_solar_project | Global Solar Power Tracker - February 2026 |  | 不适用 | 运行参数继承参考Generators_data.csv的风电/光伏设定
217 | SN | 1 | 陕西 | Xi'an | Chang'an District | 中煤科工西安研究院（集团）有限公司智能钻探装备及煤层气开发产业基地 2.22MW 屋顶分布式光伏项目 | Shaanxi Chang'an China Coal Science and Technology Xi’an Research Institute Intelligent Drilling Equipment and Coalbed Development Industrial Base Rooftop solar project | -- | 光伏 | Assumed PV | 2.2 | operating |  |  |  | 34.1599 | 108.9024 | L100001031973 | G100001037246 | https://www.gem.wiki/Shaanxi_Chang'an_China_Coal_Science_and_Technology_Xi’an_Research_Institute_Intelligent_Drilling_Equipment_and_Coalbed_Development_Industrial_Base_Rooftop_solar_project | Global Solar Power Tracker - February 2026 |  | 不适用 | 运行参数继承参考Generators_data.csv的风电/光伏设定
218 | SN | 1 | 陕西 | Xi'an | Chang'an District | 特变电工西安高新区 1.04MW 分布式 光伏 发电项目 | Shaanxi Chang'an TBEA Xi'an High-tech Zone solar project | -- | 光伏 | Assumed PV | 1 | operating |  |  |  | 34.1599 | 108.9024 | L100001031970 | G100001037243 | https://www.gem.wiki/Shaanxi_Chang'an_TBEA_Xi'an_High-tech_Zone_solar_project | Global Solar Power Tracker - February 2026 |  | 不适用 | 运行参数继承参考Generators_data.csv的风电/光伏设定
219 | SN | 1 | 陕西 | Xianyang | Changwu | 国能陕西长武100MW农光互补光伏发电项目 | Shaanxi Changwu Agricultural solar power plant | -- | 光伏 | PV | 100 | operating | 2022 | State Energy Investment Group Shaanxi Power Co Ltd [100%] |  | 35.1332 | 107.7527 | L100000810988 | G100000813437 | https://www.gem.wiki/Shaanxi_Changwu_Agricultural_solar_power_plant | Global Solar Power Tracker - February 2026 |  | 不适用 | 运行参数继承参考Generators_data.csv的风电/光伏设定
220 | SN | 1 | 陕西 | Xianyang | Changwu | 陕西彬长矿业电力有限公司5.8兆瓦分布式光伏发电项目 | Shaanxi Changwu Binchang and Power solar project | -- | 光伏 | Assumed PV | 5.8 | operating |  |  |  | 35.1697 | 107.8213 | L100001031275 | G100001036547 | https://www.gem.wiki/Shaanxi_Changwu_Binchang_and_Power_solar_project | Global Solar Power Tracker - February 2026 |  | 不适用 | 运行参数继承参考Generators_data.csv的风电/光伏设定
221 | SN | 1 | 陕西 | Xianyang | Changwu | 大唐长武50MW(一期)农光光伏发电项目 | Shaanxi Changwu Jujiazhen (Datang) Agriculture solar farm | 1 | 光伏 | PV | 50 | operating | 2020 | Datang Shaanxi Power Generation Co Ltd [80%]; Shaanxi Binchang Mining Group Co Ltd [20%] | Datang Binchang Power Generation | 35.0249 | 107.8237 | L100000810989 | G100000813438 | https://www.gem.wiki/Shaanxi_Changwu_Jujiazhen_(Datang)_Agriculture_solar_farm | Global Solar Power Tracker - February 2026 |  | 不适用 | 运行参数继承参考Generators_data.csv的风电/光伏设定
222 | SN | 1 | 陕西 | Weinan | Chengcheng | 陕投澄城100兆瓦农光互补项目 | Shaanxi Chengcheng (Shaantou) solar farm | -- | 光伏 | PV | 100 | operating | 2023 | Shaanxi Hydropower Development Co Ltd [100%] | Shaantou Chengcheng New Energy | 35.1559 | 109.8564 | L100000827123 | G100000830577 | https://www.gem.wiki/Shaanxi_Chengcheng_(Shaantou)_solar_farm | Global Solar Power Tracker - February 2026 |  | 不适用 | 运行参数继承参考Generators_data.csv的风电/光伏设定
223 | SN | 1 | 陕西 | Weinan | Chengcheng | 昌盛澄城20兆瓦光伏发电项目 | Shaanxi Chengcheng Anlizhen Changsheng solar farm | -- | 光伏 | PV | 20 | operating | 2016 | Bayannaoer Xinsheng Solar Energy Technology Co Ltd [100%] | Chengcheng Changsheng Solar Energy Technology | 35.2223 | 109.8486 | L100000802591 | G100000803061 | https://www.gem.wiki/Shaanxi_Chengcheng_Anlizhen_Changsheng_solar_farm | Global Solar Power Tracker - February 2026 |  | 不适用 | 运行参数继承参考Generators_data.csv的风电/光伏设定
224 | SN | 1 | 陕西 | Weinan | Chengcheng | 澄城县东益新能源有限公司100MW农光互补项目 | Shaanxi Chengcheng Dongyi Agricultural solar power plant | -- | 光伏 | PV | 100 | operating | 2023 | Shaanxi Tari New Energy Technology Co Ltd [100%] | Chengcheng County Dongyi New Energy | 35.8894 | 109.1357 | L100000810990 | G100000813439 | https://www.gem.wiki/Shaanxi_Chengcheng_Dongyi_Agricultural_solar_power_plant | Global Solar Power Tracker - February 2026 |  | 不适用 | 运行参数继承参考Generators_data.csv的风电/光伏设定
225 | SN | 1 | 陕西 | Weinan | Chengcheng | 国能澄城冯原5万千瓦复合光伏发电项目 | Shaanxi Chengcheng Fengyuan solar farm | -- | 光伏 | PV | 50 | operating | 2023 | China Energy Investment Shaanxi New Energy Power Generation Co Ltd [100%] |  | 35.3775 | 109.7906 | L100000827124 | G100000830578 | https://www.gem.wiki/Shaanxi_Chengcheng_Fengyuan_solar_farm | Global Solar Power Tracker - February 2026 |  | 不适用 | 运行参数继承参考Generators_data.csv的风电/光伏设定
226 | SN | 1 | 陕西 | Weinan | Chengcheng | 大唐澄城冯原30万千瓦农光互补项目 | Shaanxi Chengcheng Fengyuan solar power plant | -- | 光伏 | PV | 300 | operating | 2023 | Datang Shaanxi Power Generation Co Ltd [100%] | Datang Dengcheng Windpower Generation | 35.8894 | 109.1357 | L100000810991 | G100000813440 | https://www.gem.wiki/Shaanxi_Chengcheng_Fengyuan_solar_power_plant | Global Solar Power Tracker - February 2026 |  | 不适用 | 运行参数继承参考Generators_data.csv的风电/光伏设定
227 | SN | 1 | 陕西 | Weinan | Chengcheng | 澄城县移民(脱贫)搬迁农光互补综合示范项目 | Shaanxi Chengcheng Poverty Reduction solar farm | -- | 光伏 | PV | 53 | operating | 2018 | Shenzhen Tuori New Energy Technology Co Ltd; Chengcheng County Poverty Alleviation Guarantee Fund Management Office | Chengcheng Dongfang New Energy | 35.1820 | 109.8570 | L100001020454 | G100001023316 | https://www.gem.wiki/Shaanxi_Chengcheng_Poverty_Reduction_solar_farm | Global Solar Power Tracker - February 2026 |  | 不适用 | 运行参数继承参考Generators_data.csv的风电/光伏设定
228 | SN | 1 | 陕西 | Weinan | Chengcheng | 澄城秦阳新能源100兆瓦农光互补项目 | Shaanxi Chengcheng Qinyang solar power plant | -- | 光伏 | PV | 100 | operating | 2025 | Weinan Lǜdong Qinyang New Energy Co Ltd [100%] | Chengcheng Qinyang New Energy | 35.8894 | 109.1357 | L100000810992 | G100000813441 | https://www.gem.wiki/Shaanxi_Chengcheng_Qinyang_solar_power_plant | Global Solar Power Tracker - February 2026 |  | 不适用 | 运行参数继承参考Generators_data.csv的风电/光伏设定
229 | SN | 1 | 陕西 | Hanzhong | Chenggu | 大唐城固县老庄镇50MW农光互补光伏发电项目 | Shaanxi Chenggu Laozhuangzhen Agriculture solar farm | -- | 光伏 | PV | 50 | operating | 2020 | Datang Shaanxi Power Generation Co Ltd [100%] | Datang Shaanxi Power Generation CO LTD Weihe Thermal Power Plant | 33.0690 | 107.0189 | L100000810993 | G100000813442 | https://www.gem.wiki/Shaanxi_Chenggu_Laozhuangzhen_Agriculture_solar_farm | Global Solar Power Tracker - February 2026 |  | 不适用 | 运行参数继承参考Generators_data.csv的风电/光伏设定
230 | SN | 1 | 陕西 | Xianyang |  | 陕西正泰电缆有限公司屋面3.875兆瓦分布式光伏发电项目 | Shaanxi Chint Cable solar project | -- | 光伏 | PV | 2 | operating | 2016 |  |  | 34.3323 | 108.7128 | L100001013996 | G100001015381 | https://www.gem.wiki/Shaanxi_Chint_Cable_solar_project | Global Solar Power Tracker - February 2026 |  | 不适用 | 运行参数继承参考Generators_data.csv的风电/光伏设定
231 | SN | 1 | 陕西 | Xianyang | Chunhua | 中民新能淳化电力有限公司淳化20兆瓦农光互补光伏并网发电建设项目 | Shaanxi Chunhua Chunhua solar farm | -- | 光伏 | PV | 20 | operating | 2017 | Zhongmin Energy Control Co Ltd [100%] | Zhongmin Xinneng Chunhua Power | 34.8009 | 108.5756 | L100000803598 | G100000804130 | https://www.gem.wiki/Shaanxi_Chunhua_Chunhua_solar_farm | Global Solar Power Tracker - February 2026 |  | 不适用 | 运行参数继承参考Generators_data.csv的风电/光伏设定
232 | SN | 1 | 陕西 | Weinan | Dali | 大唐大荔 200MW 农光互补光伏发电项目 | Shaanxi Dali Agricultural solar power plant | -- | 光伏 | PV | 200 | operating | 2022 | Datang Shaanxi Power Generation Co Ltd [100%] | Datang Dali New Energy | 35.8894 | 109.1357 | L100000810994 | G100000813443 | https://www.gem.wiki/Shaanxi_Dali_Agricultural_solar_power_plant | Global Solar Power Tracker - February 2026 |  | 不适用 | 运行参数继承参考Generators_data.csv的风电/光伏设定
233 | SN | 1 | 陕西 | Weinan | Dali | 大荔池光新能源100MW光伏发电项目 | Shaanxi Dali Guanchizhen (Chiguang) solar farm | -- | 光伏 | PV | 100 | operating | 2021 | China Three Gorges New Energy (Group) Co Ltd [100%] | Dali Chiguang New Energy Power Generation | 34.7409 | 109.8701 | L100000810997 | G100000813446 | https://www.gem.wiki/Shaanxi_Dali_Guanchizhen_(Chiguang)_solar_farm | Global Solar Power Tracker - February 2026 |  | 不适用 | 运行参数继承参考Generators_data.csv的风电/光伏设定
234 | SN | 1 | 陕西 | Weinan | Dali | 大荔煜龙沙苑50MWp农光互补项目 | Shaanxi Dali Shayuan Agriculture solar farm | 1 | 光伏 | PV | 50 | operating | 2024 | Shenneng New Energy (Inner Mongolia) Co Ltd [49%]; Weinan Dingli New Energy Co Ltd [51%] | Dali Yulong New Energy | 34.6718 | 109.8464 | L100000810999 | G100000813448 | https://www.gem.wiki/Shaanxi_Dali_Shayuan_Agriculture_solar_farm | Global Solar Power Tracker - February 2026 |  | 不适用 | 运行参数继承参考Generators_data.csv的风电/光伏设定
235 | SN | 1 | 陕西 | Weinan | Dali | 中能建投大荔同州100兆瓦农光互补 | Shaanxi Dali Tongzhou Agricultural solar power plant | -- | 光伏 | PV | 100 | operating | 2024 | China Energy Construction Group Investment Co Ltd [100%] | Dali China Energy Construction Investment New Energy | 35.8894 | 109.1357 | L100000811000 | G100000813450 | https://www.gem.wiki/Shaanxi_Dali_Tongzhou_Agricultural_solar_power_plant | Global Solar Power Tracker - February 2026 |  | 不适用 | 运行参数继承参考Generators_data.csv的风电/光伏设定
236 | SN | 1 | 陕西 | Weinan | Dali | 中能建投大荔许庄农光互补项目 | Shaanxi Dali Xuzhuang (Zhongneng) Agriculture solar farm | -- | 光伏 | PV | 100 | operating | 2021 | China Energy Construction Group Investment Co Ltd [100%] | Dali Zhongneng Construction Investment New Energy | 34.7836 | 109.9767 | L100000811001 | G100000813451 | https://www.gem.wiki/Shaanxi_Dali_Xuzhuang_(Zhongneng)_Agriculture_solar_farm | Global Solar Power Tracker - February 2026 |  | 不适用 | 运行参数继承参考Generators_data.csv的风电/光伏设定
237 | SN | 1 | 陕西 | Weinan | Dali | 中节能大荔光伏农业科技渭南光伏农业科技大棚电站21.81MW发电工程 | Shaanxi Dali Xuzhuang Cecep solar farm | -- | 光伏 | PV | 22 | operating | 2014 | CECEP Solar Energy Technology Co Ltd [100%] | CECEP Dali Photovoltaic Agricultural Technology | 34.7925 | 109.9383 | L100000803268 | G100000803772 | https://www.gem.wiki/Shaanxi_Dali_Xuzhuang_Cecep_solar_farm | Global Solar Power Tracker - February 2026 |  | 不适用 | 运行参数继承参考Generators_data.csv的风电/光伏设定
238 | SN | 1 | 陕西 | Shangluo | Danfeng | 华能丹凤棣花10万千瓦牧光互补项目 | Shaanxi Danfeng Dihua Pastoral solar farm | -- | 光伏 | PV | 100 | operating | 2024 | Huaneng New Energy LTD Shaanxi Branch Co [100%] |  | 33.6541 | 110.3122 | L100000827126 | G100000830580 | https://www.gem.wiki/Shaanxi_Danfeng_Dihua_Pastoral_solar_farm | Global Solar Power Tracker - February 2026 |  | 不适用 | 运行参数继承参考Generators_data.csv的风电/光伏设定
239 | SN | 1 | 陕西 | Yulin | Dingbian | 国能定边100兆瓦农光互补光伏发电项目 | Shaanxi Dingbian (China Energy Investment) Agricultural solar power plant | -- | 光伏 | PV | 100 | operating | 2023 | Shenhua Shendgong Power Co Ltd [100%] | China Energy Investment Dingbian Wind and Solar Power Generation | 37.6786 | 107.5423 | L100000811002 | G100000813452 | https://www.gem.wiki/Shaanxi_Dingbian_(China_Energy_Investment)_Agricultural_solar_power_plant | Global Solar Power Tracker - February 2026 |  | 不适用 | 运行参数继承参考Generators_data.csv的风电/光伏设定
240 | SN | 1 | 陕西 | Yulin | DingbianBaini | 华润电力陕西公司定边50MW光伏项目 | Shaanxi Dingbian (China Resources) solar farm | -- | 光伏 | PV | 50 | operating | 2023 | China Resources Power (Shaanxi) Co Ltd |  | 37.7601 | 107.8890 | L100001018858 | G100001021153 | https://www.gem.wiki/Shaanxi_Dingbian_(China_Resources)_solar_farm | Global Solar Power Tracker - February 2026 |  | 不适用 | 运行参数继承参考Generators_data.csv的风电/光伏设定
241 | SN | 1 | 陕西 | Yulin | Dingbian | 大唐定边50MW复合光伏发电项目 | Shaanxi Dingbian (Datang) solar farm | -- | 光伏 | PV | 50 | operating | 2025 | Datan Dingbian Windpower Co Ltd |  | 37.5770 | 107.8776 | L100001023437 | G100001027703 | https://www.gem.wiki/Shaanxi_Dingbian_(Datang)_solar_farm | Global Solar Power Tracker - February 2026 |  | 不适用 | 运行参数继承参考Generators_data.csv的风电/光伏设定
242 | SN | 1 | 陕西 | Yulin | Dingbian | 定边高恒50MW光伏电站项目 | Shaanxi Dingbian (Gaoheng) solar farm | -- | 光伏 | PV | 50 | operating | 2025 | Xi'an Lanheng New Energy Co Ltd [100%] | Dingbian Gaoheng New Energy | 37.7270 | 107.8634 | L100000803381 | G100000803888 | https://www.gem.wiki/Shaanxi_Province_Dingbian_Gaoheng_solar_farm | Global Solar Power Tracker - February 2026 |  | 不适用 | 运行参数继承参考Generators_data.csv的风电/光伏设定
243 | SN | 1 | 陕西 | Yulin | Dingbian | 华能定边100兆瓦农光互补发电项目 | Shaanxi Dingbian (Huaneng) Agricultural solar power plant | -- | 光伏 | PV | 100 | operating | 2023 | Huaneng New Energy Co Ltd [100%] | Huaneng Dingbian New Energy Power Generation | 37.5888 | 107.4634 | L100000811003 | G100000813453 | https://www.gem.wiki/Shaanxi_Dingbian_(Huaneng)_Agricultural_solar_power_plant | Global Solar Power Tracker - February 2026 |  | 不适用 | 运行参数继承参考Generators_data.csv的风电/光伏设定
244 | SN | 1 | 陕西 | Yulin | Dingbian | 华能陕西定边瑞能50MWp光伏项目工程 | Shaanxi Dingbian Bainijingzhen (Huaneng) solar farm | -- | 光伏 | PV | 50 | operating | 2022 | Yulin JiuHeng Photovoltaic Technology Co Ltd [100%] | Dingbian Ruineng New Energy Technology | 37.7797 | 107.7250 | L100000811005 | G100000813455 | https://www.gem.wiki/Shaanxi_Dingbian_Bainijingzhen_(Huaneng)_solar_farm | Global Solar Power Tracker - February 2026 |  | 不适用 | 运行参数继承参考Generators_data.csv的风电/光伏设定
245 | SN | 1 | 陕西 | Yulin | Dingbian | 定边晶科50MW光伏电站项目 | Shaanxi Dingbian Bainijingzhen (Jingke) solar farm | -- | 光伏 | PV | 50 | operating | 2023 | Xi'an Jingsheng Photovoltaic Power Generation Co Ltd [100%] | Dingbian Jingke Electric Power | 37.8061 | 107.7365 | L100000811006 | G100000813456 | https://www.gem.wiki/Shaanxi_Dingbian_Bainijingzhen_(Jingke)_solar_farm | Global Solar Power Tracker - February 2026 |  | 不适用 | 运行参数继承参考Generators_data.csv的风电/光伏设定
246 | SN | 1 | 陕西 | Yulin | Dingbian | 定边太科30MW光伏电站项目 | Shaanxi Dingbian Bainijingzhen (Taike) solar farm | -- | 光伏 | PV | 30 | operating | 2022 | Xi'an Jianyang New Energy Co Ltd [100%] | Dingbian Energy Storage Taike Power | 36.9492 | 107.4638 | L100000811007 | G100000813457 | https://www.gem.wiki/Shaanxi_Dingbian_Bainijingzhen_(Taike)_solar_farm | Global Solar Power Tracker - February 2026 |  | 不适用 | 运行参数继承参考Generators_data.csv的风电/光伏设定
247 | SN | 1 | 陕西 | Yulin | Dingbian | 定边天瑞达50MW光伏电站项目 | Shaanxi Dingbian Bainijingzhen (Tianruida) solar farm | -- | 光伏 | PV | 50 | operating | 2024 | Shaanxi Guozhou New Energy Power Generation Co Ltd [100%] | Dingbian Tianruida New Energy Power Generation | 36.9491 | 107.4621 | L100000811008 | G100000813458 | https://www.gem.wiki/Shaanxi_Dingbian_Bainijingzhen_(Tianruida)_solar_farm | Global Solar Power Tracker - February 2026 |  | 不适用 | 运行参数继承参考Generators_data.csv的风电/光伏设定
248 | SN | 1 | 陕西 | Yulin | Dingbian | 定边中榆恒能50MW光伏发电项目 | Shaanxi Dingbian Bainijingzhen (Zhongyu Hengneng) solar farm | -- | 光伏 | PV | 50 | operating | 2023 | Xuchang Jingsen Electric Co Ltd [100%] | Dingbian Zhongyu Hengneng Power | 37.3976 | 107.7941 | L100000811009 | G100000813459 | https://www.gem.wiki/Shaanxi_Dingbian_Bainijingzhen_(Zhongyu_Hengneng)_solar_farm | Global Solar Power Tracker - February 2026 |  | 不适用 | 运行参数继承参考Generators_data.csv的风电/光伏设定
249 | SN | 1 | 陕西 | Yulin | Dingbian | 定边县普业新能源有限公司5兆瓦屋顶分布式光伏发电项目 | Shaanxi Dingbian County Puye New Energy rooftop solar project | -- | 光伏 | Assumed PV | 5 | operating |  |  |  | 37.3976 | 107.7941 | L100001031288 | G100001036560 | https://www.gem.wiki/Shaanxi_Dingbian_County_Puye_New_Energy_rooftop_solar_project | Global Solar Power Tracker - February 2026 |  | 不适用 | 运行参数继承参考Generators_data.csv的风电/光伏设定
250 | SN | 1 | 陕西 | Yulin | Dingbian | 陕煤定边冯湾300兆瓦平价光伏项目 | Shaanxi Dingbian Fengwan solar power plant | -- | 光伏 | PV | 300 | operating | 2022 | Shaanxi Coal and Chemical Industry Co Ltd [100%] | Fugu Energy Chang'an Power Dingbian New Energy | 37.3976 | 107.7941 | L100000811010 | G100000813460 | https://www.gem.wiki/Shaanxi_Dingbian_Fengwan_solar_power_plant | Global Solar Power Tracker - February 2026 |  | 不适用 | 运行参数继承参考Generators_data.csv的风电/光伏设定
251 | SN | 1 | 陕西 | Yulin | Dingbian | 华晖定边30MW光伏一期 | Shaanxi Dingbian Huahui solar farm | 1 | 光伏 | PV | 30 | operating | 2021 | Xi'an Huitai New Energy Development Co Ltd [100%] | Dingbian Huahui New Energy | 37.5806 | 107.5971 | L100000802857 | G100000803337 | https://www.gem.wiki/Shaanxi_Dingbian_Huahui_solar_farm | Global Solar Power Tracker - February 2026 |  | 不适用 | 运行参数继承参考Generators_data.csv的风电/光伏设定
252 | SN | 1 | 陕西 | Yulin | Dingbian | 华晖定边20MW光伏二期 | Shaanxi Dingbian Huahui solar farm | 2 | 光伏 | PV | 20 | operating | 2019 | Xi'an Huitai New Energy Development Co Ltd [100%] | Dingbian Huahui New Energy | 37.5806 | 107.5971 | L100000802857 | G100000803336 | https://www.gem.wiki/Shaanxi_Dingbian_Huahui_solar_farm | Global Solar Power Tracker - February 2026 |  | 不适用 | 运行参数继承参考Generators_data.csv的风电/光伏设定
253 | SN | 1 | 陕西 | Yulin | Dingbian | 定边花马池光伏电站 | Shaanxi Dingbian Huamachi solar farm | -- | 光伏 | PV | 300 | operating |  | Fugu Energy Development Co Ltd of Shaanxi Coal Chemical Industry Group |  | 37.7620 | 107.3154 | L100001005358 | G100001006389 | https://www.gem.wiki/Shaanxi_Dingbian_Huamachi_solar_farm | Global Solar Power Tracker - February 2026 |  | 不适用 | 运行参数继承参考Generators_data.csv的风电/光伏设定
254 | SN | 1 | 陕西 | Yulin | Dingbian | 西安黄河光伏科技榆林定边50.0MW发电工程 | Shaanxi Dingbian Huanghe 50MW solar farm | -- | 光伏 | PV | 50 | operating | 2015 | Xi‘an Investment Holding Co Ltd [18%]; unknown [2%]; Shaanxi Huanghe Group Co Ltd [79%] | Xi'an Huanghe Photovoltaic Technology | 37.5374 | 107.6308 | L100000803269 | G100000803773 | https://www.gem.wiki/Shaanxi_Dingbian_Huanghe_50MW_solar_farm | Global Solar Power Tracker - February 2026 |  | 不适用 | 运行参数继承参考Generators_data.csv的风电/光伏设定
255 | SN | 1 | 陕西 | Yulin | Dingbian | 黄河定边二期50兆瓦光伏电站项目 | Shaanxi Dingbian Huanghe solar farm | 2 | 光伏 | PV | 50 | operating | 2016 | Shaanxi Jidian Energy Co Ltd [100%] | Dingbian Huanghe Solar Power Generation | 37.5138 | 107.8063 | L100000802884 | G100000803364 | https://www.gem.wiki/Shaanxi_Dingbian_Huanghe_solar_farm | Global Solar Power Tracker - February 2026 |  | 不适用 | 运行参数继承参考Generators_data.csv的风电/光伏设定
256 | SN | 1 | 陕西 | Yulin | Dingbian | 华阳嘉和定边30兆瓦光伏电站 | Shaanxi Dingbian Huayang Jiahe solar farm | -- | 光伏 | PV | 30 | operating | 2020 | Yulin Huayang Jiahe New Energy Co Ltd [100%] | Dingbian Huayang Jiahe New Energy | 37.7683 | 107.6354 | L100000802882 | G100000803362 | https://www.gem.wiki/Shaanxi_Dingbian_Huayang_Jiahe_solar_farm | Global Solar Power Tracker - February 2026 |  | 不适用 | 运行参数继承参考Generators_data.csv的风电/光伏设定
257 | SN | 1 | 陕西 | Yulin | Dingbian | 定边（晶阳）电力定边30MW光伏 | Shaanxi Dingbian Jingyang solar farm | -- | 光伏 | PV | 30 | operating | 2016 | Changshu Honglue Photovoltaic Power Station Development Co Ltd [100%] | Dingbian Jingyang Electric Power | 37.5374 | 107.6308 | L100000803609 | G100000804143 | https://www.gem.wiki/Shaanxi_Dingbian_Jingyang_solar_farm | Global Solar Power Tracker - February 2026 |  | 不适用 | 运行参数继承参考Generators_data.csv的风电/光伏设定
258 | SN | 1 | 陕西 | Yulin | Dingbian | 定边龙磐30MW光伏电站项目 | Shaanxi Dingbian Longpan solar farm | -- | 光伏 | PV | 30 | operating | 2022 | Hebei Jianhao Photovoltaic Technology Co Ltd [100%] | Dingbian Longpan New Energy | 37.7722 | 107.7202 | L100000811013 | G100000813463 | https://www.gem.wiki/Shaanxi_Dingbian_Longpan_solar_farm | Global Solar Power Tracker - February 2026 |  | 不适用 | 运行参数继承参考Generators_data.csv的风电/光伏设定
259 | SN | 1 | 陕西 | Yulin | Dingbian | 定边30MW光伏（万和顺） | Shaanxi Dingbian Wanheshun solar farm | -- | 光伏 | PV | 30 | operating | 2016 | Changzhou Jintan District Tianhao New Energy Co Ltd [100%] | Dingbian Wanheshun New Energy Power Generation | 37.5374 | 107.6308 | L100000803587 | G100000804119 | https://www.gem.wiki/Shaanxi_Dingbian_Wanheshun_solar_farm | Global Solar Power Tracker - February 2026 |  | 不适用 | 运行参数继承参考Generators_data.csv的风电/光伏设定
260 | SN | 1 | 陕西 | Yulin | Dingbian | 雄风定边30兆瓦光伏电站项目 | Shaanxi Dingbian Xiongfeng solar farm | -- | 光伏 | PV | 30 | operating | 2017 | Jinneng Holding Shanxi Electric Power Co Ltd [100%] | Shaanxi Xiongfeng New Energy | 37.5138 | 107.8063 | L100000802885 | G100000803365 | https://www.gem.wiki/Shaanxi_Dingbian_Xiongfeng_solar_farm | Global Solar Power Tracker - February 2026 |  | 不适用 | 运行参数继承参考Generators_data.csv的风电/光伏设定
261 | SN | 1 | 陕西 | Yulin | Dingbian | 华能陕西定边（月亮湾）互补60M光伏 | Shaanxi Dingbian Yueliangwan Huaneng solar farm | -- | 光伏 | PV | 60 | operating | 2019 | Huaneng Shaanxi Power Generation Co Ltd [100%] | Huaneng Shaanxi Dingbian Electric Power | 37.5171 | 108.0573 | L100000802842 | G100000803321 | https://www.gem.wiki/Shaanxi_Dingbian_Yueliangwan_Huaneng_solar_farm | Global Solar Power Tracker - February 2026 |  | 不适用 | 运行参数继承参考Generators_data.csv的风电/光伏设定
262 | SN | 1 | 陕西 | Yulin | Dingbian | 正信定边30兆瓦光伏电站项目 | Shaanxi Dingbian Zhengxin solar farm | 1 | 光伏 | PV | 30 | operating | 2016 | Jiangshan Yongtai Investment Holdings Co Ltd [100%] | Yulin Zhengxin Electric Power | 37.5374 | 107.6308 | L100000803585 | G100000804142 | https://www.gem.wiki/Shaanxi_Dingbian_Zhengxin_solar_farm | Global Solar Power Tracker - February 2026 |  | 不适用 | 运行参数继承参考Generators_data.csv的风电/光伏设定
263 | SN | 1 | 陕西 | Yulin | Dingbian | 正信定边70兆瓦光伏电站项目 | Shaanxi Dingbian Zhengxin solar farm | 2 | 光伏 | PV | 70 | operating | 2017 | Shanghai Electric Engineering Design Co Ltd [100%] | Yulin Zhengxin Electric Power Construction | 37.5374 | 107.6308 | L100000803585 | G100000804117 | https://www.gem.wiki/Shaanxi_Dingbian_Zhengxin_solar_farm | Global Solar Power Tracker - February 2026 |  | 不适用 | 运行参数继承参考Generators_data.csv的风电/光伏设定
264 | SN | 1 | 陕西 | Yulin | Dingbian | 智信达定边光伏 | Shaanxi Dingbian Zhixinda solar farm | -- | 光伏 | PV | 50 | operating | 2017 | Changshu Honglue Photovoltaic Power Station Development Co Ltd [100%] | Dingbian Zhixinda New Energy | 37.5374 | 107.6308 | L100000803599 | G100000804131 | https://www.gem.wiki/Shaanxi_Dingbian_Zhixinda_solar_farm | Global Solar Power Tracker - February 2026 |  | 不适用 | 运行参数继承参考Generators_data.csv的风电/光伏设定
265 | SN | 1 | 陕西 | Yulin | Dingbian | 清洁能源定边三期50兆瓦光伏电站项目 | Shaanxi Dingbian Zhuanjingzhen solar farm | 3 | 光伏 | PV | 50 | operating | 2019 | Bank of Communications Financial Assets Investment Co Ltd [28%]; Jilin Electric Power Co Ltd [72%] | Shaanxi Dingbian Clean Energy Power Generation | 37.5138 | 107.8063 | L100000802883 | G100000803363 | https://www.gem.wiki/Shaanxi_Dingbian_Zhuanjingzhen_solar_farm | Global Solar Power Tracker - February 2026 |  | 不适用 | 运行参数继承参考Generators_data.csv的风电/光伏设定
266 | SN | 1 | 陕西 | Baoji | Fengxiang | 大唐宝鸡凤翔5万千瓦农光互补光伏发电项目 | Shaanxi Fengxiang (Datang) solar farm | 1 | 光伏 | PV | 50 | operating | 2022 |  | Datang Shaanxi Power Generation Fengxiang New Energy | 34.4780 | 107.2010 | L100000827128 | G100000830582 | https://www.gem.wiki/Shaanxi_Fengxiang_(Datang)_solar_farm | Global Solar Power Tracker - February 2026 |  | 不适用 | 运行参数继承参考Generators_data.csv的风电/光伏设定
267 | SN | 1 | 陕西 | Baoji | Fengxiang | 大唐宝鸡凤翔二期5万千瓦光伏发电项目 | Shaanxi Fengxiang (Datang) solar farm | 2 | 光伏 | PV | 50 | operating | 2023 |  | Datang Shaanxi Power Generation Fengxiang New Energy | 34.4780 | 107.2010 | L100000827128 | G100000830583 | https://www.gem.wiki/Shaanxi_Fengxiang_(Datang)_solar_farm | Global Solar Power Tracker - February 2026 |  | 不适用 | 运行参数继承参考Generators_data.csv的风电/光伏设定
268 | SN | 1 | 陕西 | Baoji | Fengxiang | 凤翔县4万千瓦农光互补光伏发电项目 | Shaanxi Fengxiang Chencunzhen Agriculture solar farm | -- | 光伏 | PV | 40 | operating | 2022 | Wuwei Xinchuang New Energy Co Ltd [100%] | Baoji Yilin New Energy | 34.4628 | 107.2460 | L100000811017 | G100000813467 | https://www.gem.wiki/Shaanxi_Fengxiang_Chencunzhen_Agriculture_solar_farm | Global Solar Power Tracker - February 2026 |  | 不适用 | 运行参数继承参考Generators_data.csv的风电/光伏设定
269 | SN | 1 | 陕西 | Baoji | Fengxiang | 凤翔县鑫能新能源有限公司40兆瓦农光互补项目 | Shaanxi Fengxiang Fanjiazaizhen (Xinneng) Agriculture solar farm | -- | 光伏 | PV | 40 | operating | 2022 | Fengxiang Xinneng New Energy Co Ltd [100%] | Fengxiang Xinneng New Energy | 34.5601 | 107.4206 | L100000811018 | G100000813468 | https://www.gem.wiki/Shaanxi_Fengxiang_Fanjiazaizhen_(Xinneng)_Agriculture_solar_farm | Global Solar Power Tracker - February 2026 |  | 不适用 | 运行参数继承参考Generators_data.csv的风电/光伏设定
270 | SN | 1 | 陕西 | Baoji | Fengxiang District | 西凤公司光伏电站 | Shaanxi Fengxiang Xifeng Company Photovoltaic Power Station solar project | -- | 光伏 | Assumed PV | 2.3 | operating |  |  |  | 34.4628 | 107.2460 | L100001031260 | G100001036532 | https://www.gem.wiki/Shaanxi_Fengxiang_Xifeng_Company_Photovoltaic_Power_Station_solar_project | Global Solar Power Tracker - February 2026 |  | 不适用 | 运行参数继承参考Generators_data.csv的风电/光伏设定
271 | SN | 1 | 陕西 | Yulin | Fugu | 府谷聚火尚能50MW光伏复合项目 | Shaanxi Fugu (Juhuo) solar farm | -- | 光伏 | PV | 50 | operating |  | Fugu Juhuo Shangneng Photovoltaic Power Generation Co Ltd |  | 38.9845 | 110.7802 | L100001054244 | G100001062083 | https://www.gem.wiki/Shaanxi_Fugu_(Juhuo)_solar_farm | Global Solar Power Tracker - February 2026 |  | 不适用 | 运行参数继承参考Generators_data.csv的风电/光伏设定
272 | SN | 1 | 陕西 | Yulin | Fugu |  | Shaanxi Fugu Deyuan solar power plant | Self-use | 光伏 | PV | 65 | operating | 2025 | Shaanxi Deyuan Fugu Energy Co Ltd |  | 39.1798 | 110.7110 | L100000811019 | G100001021212 | https://www.gem.wiki/Shaanxi_Fugu_Deyuan_solar_power_plant | Global Solar Power Tracker - February 2026 |  | 不适用 | 运行参数继承参考Generators_data.csv的风电/光伏设定
273 | SN | 1 | 陕西 | Yulin | Fugu | 陕投府谷25万千瓦光伏项目 | Shaanxi Fugu Shaanxi Investment solar power plant | -- | 光伏 | PV | 250 | operating | 2023 | Shaanxi Hydropower Development Co Ltd [100%] | Shaanxi Investment Fugu Clean Energy Development | 39.2044 | 110.5566 | L100000811020 | G100000813470 | https://www.gem.wiki/Shaanxi_Fugu_Shaanxi_Investment_solar_power_plant | Global Solar Power Tracker - February 2026 |  | 不适用 | 运行参数继承参考Generators_data.csv的风电/光伏设定
274 | SN | 1 | 陕西 | Yulin | Fugu | 神华神东电力有限责任公司郭家湾电厂厂区5.98MW分布式光伏项目 | Shaanxi Fugu solar project | -- | 光伏 | Assumed PV | 6 | operating |  |  |  | 39.1375 | 110.8987 | L100001031289 | G100001036561 | https://www.gem.wiki/Shaanxi_Fugu_solar_project | Global Solar Power Tracker - February 2026 |  | 不适用 | 运行参数继承参考Generators_data.csv的风电/光伏设定
275 | SN | 1 | 陕西 | Weinan | Fuping | 耀晟富平50兆瓦光伏电站项目 | Shaanxi Fuping Yaosheng solar farm | -- | 光伏 | PV | 50 | operating | 2019 | Shaanxi Yaosheng Optoelectronics Technology Co Ltd [100%] | Fuping Yaosheng Photoelectric Technology | 34.7738 | 109.3108 | L100000802868 | G100000803348 | https://www.gem.wiki/Shaanxi_Fuping_Yaosheng_solar_farm | Global Solar Power Tracker - February 2026 |  | 不适用 | 运行参数继承参考Generators_data.csv的风电/光伏设定
276 | SN | 1 | 陕西 | Weinan | Fuping | 永旭富平40兆瓦光伏电站项目 | Shaanxi Fuping Yongxu solar farm | -- | 光伏 | PV | 40 | operating | 2023 | Wuxi Yongxu New Energy Development Co Ltd [100%] | Fuping Yongxu Photovoltaic Power Generation | 34.7521 | 109.1777 | L100000811024 | G100000813474 | https://www.gem.wiki/Shaanxi_Fuping_Yongxu_solar_farm | Global Solar Power Tracker - February 2026 |  | 不适用 | 运行参数继承参考Generators_data.csv的风电/光伏设定
277 | SN | 1 | 陕西 | Xi'an | Gaoling District | 陕西万方汽车零部件有限公司(北厂)1.99MW分布式光伏发电项目 | Shaanxi Gaoling Wanfang Auto Parts solar project I | -- | 光伏 | Assumed PV | 2 | operating |  |  |  | 34.5129 | 109.0622 | L100001031265 | G100001036537 | https://www.gem.wiki/Shaanxi_Gaoling_Wanfang_Auto_Parts_solar_project_I | Global Solar Power Tracker - February 2026 |  | 不适用 | 运行参数继承参考Generators_data.csv的风电/光伏设定
278 | SN | 1 | 陕西 | Xi'an | Gaoling District | 陕西万方汽车零部件有限公司(南厂)1.99MW分布式光伏发电项目 | Shaanxi Gaoling Wanfang Auto Parts solar project II | -- | 光伏 | Assumed PV | 2 | operating |  |  |  | 34.5129 | 109.0622 | L100001031266 | G100001036538 | https://www.gem.wiki/Shaanxi_Gaoling_Wanfang_Auto_Parts_solar_project_II | Global Solar Power Tracker - February 2026 |  | 不适用 | 运行参数继承参考Generators_data.csv的风电/光伏设定
279 | SN | 1 | 陕西 | Xi'an |  | 陕西国力光电能有限公司（高新区）西安天虹电气1.4MW屋顶分布式光伏发电项目 | Shaanxi Guoli Photovoltaic Energy Xi'an Tianhong Electric solar project | -- | 光伏 | PV | 1.4 | operating | 2017 |  |  | 34.2610 | 108.9423 | L100001013998 | G100001015383 | https://www.gem.wiki/Shaanxi_Guoli_Photovoltaic_Energy_Xi'an_Tianhong_Electric_solar_project | Global Solar Power Tracker - February 2026 |  | 不适用 | 运行参数继承参考Generators_data.csv的风电/光伏设定
280 | SN | 1 | 陕西 | Ankang | Hanbin District | 大唐石梯100MW复合光伏发电项目 | Shaanxi Hanbin Shiti (Datang) solar farm | -- | 光伏 | PV | 100 | operating | 2025 | Datang Shaanxi Power Generation CO LTD Shiquan Hydropower Station [100%] | Datang Ankang Hanbin New Energy | 32.7510 | 109.1198 | L100000827133 | G100000830588 | https://www.gem.wiki/Shaanxi_Hanbin_Shiti_(Datang)_solar_farm | Global Solar Power Tracker - February 2026 |  | 不适用 | 运行参数继承参考Generators_data.csv的风电/光伏设定
281 | SN | 1 | 陕西 | Ankang | Hanbin District | 大唐汉滨150MW光伏发电项目 | Shaanxi Hanbin Zaoyangduan (Datang) solar farm | -- | 光伏 | PV | 150 | operating | 2025 | Datang Binchang Power Generation Co Ltd [100%] | Datang Ankang Hanbin New Energy | 32.7797 | 109.1397 | L100000827131 | G100000830586 | https://www.gem.wiki/Shaanxi_Hanbin_Zaoyangduan_(Datang)_150_MW_solar_farm | Global Solar Power Tracker - February 2026 |  | 不适用 | 运行参数继承参考Generators_data.csv的风电/光伏设定
282 | SN | 1 | 陕西 | Weinan | Hancheng City | 大唐韩城板桥 100MW 农光互补光伏发电项目 | Shaanxi Hancheng Banqiao solar power plant | -- | 光伏 | PV | 100 | operating | 2023 | Datang Shaanxi Power Generation Co Ltd [100%] | Datang Shaanxi Power Generation CO LTD Xi'an Thermal Power Plant | 35.5304 | 110.3458 | L100000811025 | G100000813475 | https://www.gem.wiki/Shaanxi_Hancheng_Banqiao_solar_power_plant | Global Solar Power Tracker - February 2026 |  | 不适用 | 运行参数继承参考Generators_data.csv的风电/光伏设定
283 | SN | 1 | 陕西 | Weinan | Hancheng City | 京能韩城桑树坪农光互补光伏发电项目 | Shaanxi Hancheng Sangshuping solar power plant | -- | 光伏 | PV | 100 | operating | 2024 | Beijing Jingneng Clean Energy Co Ltd [100%] | Hancheng Jingneng Clean Energy | 35.8894 | 109.1357 | L100000811026 | G100000813476 | https://www.gem.wiki/Shaanxi_Hancheng_Sangshuping_solar_power_plant | Global Solar Power Tracker - February 2026 |  | 不适用 | 运行参数继承参考Generators_data.csv的风电/光伏设定
284 | SN | 1 | 陕西 | Weinan | Hancheng City | 瑞皇韩城30兆瓦光伏发电站项目 | Shaanxi Hancheng Sanshupingzhen (Ruihuang) solar farm | -- | 光伏 | PV | 30 | operating | 2023 | Hancheng Ruihuang Energy Development Co Ltd [100%] | Hancheng Ruihuang Energy Development | 35.6880 | 110.5518 | L100000811027 | G100000813477 | https://www.gem.wiki/Shaanxi_Hancheng_Sanshupingzhen_(Ruihuang)_solar_farm | Global Solar Power Tracker - February 2026 |  | 不适用 | 运行参数继承参考Generators_data.csv的风电/光伏设定
285 | SN | 1 | 陕西 | Weinan | Hancheng City | 大唐韩城西庄100MW农光互补光伏发电项目 | Shaanxi Hancheng Xizhuang solar power plant | -- | 光伏 | PV | 100 | operating | 2024 | Shaanxi Energy Investment Co Ltd [40%]; Datang Shaanxi Power Generation Co Ltd [60%] | Datang Hancheng No.2 Power Generation | 35.5304 | 110.3458 | L100000811028 | G100000813478 | https://www.gem.wiki/Shaanxi_Hancheng_Xizhuang_solar_power_plant | Global Solar Power Tracker - February 2026 |  | 不适用 | 运行参数继承参考Generators_data.csv的风电/光伏设定
286 | SN | 1 | 陕西 | Hanzhong | Hantai District | 汉中褒河物流园屋顶分布式光伏发电项目 | Shaanxi Hantai Hanzhong Baohe Logistics Park Rooftop solar project | -- | 光伏 | Assumed PV | 5 | operating |  |  |  | 33.1966 | 107.0504 | L100001031261 | G100001036533 | https://www.gem.wiki/Shaanxi_Hantai_Hanzhong_Baohe_Logistics_Park_Rooftop_solar_project | Global Solar Power Tracker - February 2026 |  | 不适用 | 运行参数继承参考Generators_data.csv的风电/光伏设定
287 | SN | 1 | 陕西 | Ankang | Hanyin | 陕西汉阴县100MW农光互补光伏发电项目 | Shaanxi Hanyin Agricultural solar power plant | 1 | 光伏 | PV | 100 | operating | 2023 | Shaanxi Huadian New Energy Power Generation Co Ltd [100%] | Shaanxi Huadian Hanyin New Energy | 35.8894 | 109.1357 | L100000811030 | G100000813480 | https://www.gem.wiki/Shaanxi_Hanyin_Agricultural_solar_power_plant | Global Solar Power Tracker - February 2026 |  | 不适用 | 运行参数继承参考Generators_data.csv的风电/光伏设定
288 | SN | 1 | 陕西 | Ankang | Hanyin | 陕西汉阴二期50MW农光互补光伏发电项目 | Shaanxi Hanyin Agricultural solar power plant | 2 | 光伏 | PV | 50 | operating | 2024 | Shaanxi Huadian New Energy Power Generation Co Ltd [100%] | Shaanxi Huadian Hanyin New Energy | 32.7863 | 108.6661 | L100000811030 | G100000830591 | https://www.gem.wiki/Shaanxi_Hanyin_Agricultural_solar_power_plant | Global Solar Power Tracker - February 2026 |  | 不适用 | 运行参数继承参考Generators_data.csv的风电/光伏设定
289 | SN | 1 | 陕西 | Yulin | Hengshan District | 江山新能源横山30MWp光伏电站 | Shaanxi Hengshan Jiangshan solar farm | -- | 光伏 | PV | 30 | operating | 2019 | Shaanxi Hydropower Development Co Ltd [100%] | Hengshan Jiangshan New Energy | 37.9580 | 109.2923 | L100000802851 | G100000803330 | https://www.gem.wiki/Shaanxi_Hengshan_Jiangshan_solar_farm | Global Solar Power Tracker - February 2026 |  | 不适用 | 运行参数继承参考Generators_data.csv的风电/光伏设定
290 | SN | 1 | 陕西 | Weinan | Heyang | 澄合煤机公司屋顶光伏项目 | Shaanxi Heyang Chenghe Coal Company Rooftop solar project | -- | 光伏 | Assumed PV | 5.5 | operating |  |  |  | 35.2358 | 110.1408 | L100001031967 | G100001037240 | https://www.gem.wiki/Shaanxi_Heyang_Chenghe_Coal_Company_Rooftop_solar_project | Global Solar Power Tracker - February 2026 |  | 不适用 | 运行参数继承参考Generators_data.csv的风电/光伏设定
291 | SN | 1 | 陕西 | Weinan | Heyang | 澄合建井处光伏项目 | Shaanxi Heyang Chenghe Construction Wells solar project | -- | 光伏 | Assumed PV | 3.2 | operating |  |  |  | 35.2358 | 110.1408 | L100001031966 | G100001037239 | https://www.gem.wiki/Shaanxi_Heyang_Chenghe_Construction_Wells_solar_project | Global Solar Power Tracker - February 2026 |  | 不适用 | 运行参数继承参考Generators_data.csv的风电/光伏设定
292 | SN | 1 | 陕西 | Weinan | Heyang | 澄合王村矿屋顶光伏项目 | Shaanxi Heyang Chenghe Wangcun Rooftop solar project | -- | 光伏 | Assumed PV | 3.2 | operating |  |  |  | 35.2358 | 110.1408 | L100001031965 | G100001037238 | https://www.gem.wiki/Shaanxi_Heyang_Chenghe_Wangcun_Rooftop_solar_project | Global Solar Power Tracker - February 2026 |  | 不适用 | 运行参数继承参考Generators_data.csv的风电/光伏设定
293 | SN | 1 | 陕西 | Weinan | Heyang | 合阳聚土尚能东雷抽黄灌区光伏项目 | Shaanxi Heyang Donglei Yellow River Irrigation District solar power plant | -- | 光伏 | PV | 100 | operating | 2023 | Heyang Jushiui Shangneng Power Generation Co Ltd [100%] | Heyang County Jutu Shangneng Power Generation | 34.9974 | 109.0757 | L100000811033 | G100000813483 | https://www.gem.wiki/Shaanxi_Heyang_Donglei_Yellow_River_Irrigation_District_solar_power_plant | Global Solar Power Tracker - February 2026 |  | 不适用 | 运行参数继承参考Generators_data.csv的风电/光伏设定
294 | SN | 1 | 陕西 | Weinan | Heyang | 桂花清洁能源合阳光伏电站三期50MWP | Shaanxi Heyang Guihua solar farm | 3 | 光伏 | PV | 50 | operating | 2017 | Shaanxi Guihua Clean Energy Co Ltd [100%] | Shaanxi Heyang Guihua Clean Energy | 35.2358 | 110.1408 | L100000803610 | G100000804144 | https://www.gem.wiki/Shaanxi_Heyang_Guihua_solar_farm | Global Solar Power Tracker - February 2026 |  | 不适用 | 运行参数继承参考Generators_data.csv的风电/光伏设定
295 | SN | 1 | 陕西 | Weinan | Heyang | 合阳郭家坡光伏电站一期 | Shaanxi Heyang Guojiapo solar farm | 1 | 光伏 | PV | 50 | operating | 2015 | Shaanxi Guihua Clean Energy Co Ltd [100%] | Shaanxi Heyang Guihua Clean Energy | 35.0760 | 110.0895 | L100000827138 | G100000830594 | https://www.gem.wiki/Shaanxi_Heyang_Guojiapo_solar_farm | Global Solar Power Tracker - February 2026 |  | 不适用 | 运行参数继承参考Generators_data.csv的风电/光伏设定
296 | SN | 1 | 陕西 | Weinan | Heyang | 合阳郭家坡光伏电站二期 | Shaanxi Heyang Guojiapo solar farm | 2 | 光伏 | PV | 50 | operating | 2016 | Shaanxi Guihua Clean Energy Co Ltd [100%] | Shaanxi Heyang Guihua Clean Energy | 35.0760 | 110.0895 | L100000827138 | G100000830595 | https://www.gem.wiki/Shaanxi_Heyang_Guojiapo_solar_farm | Global Solar Power Tracker - February 2026 |  | 不适用 | 运行参数继承参考Generators_data.csv的风电/光伏设定
297 | SN | 1 | 陕西 | Weinan | Heyang | 合阳郭家坡光伏电站三期 | Shaanxi Heyang Guojiapo solar farm | 3 | 光伏 | PV | 50 | operating | 2017 | Shaanxi Guihua Clean Energy Co Ltd [100%] | Shaanxi Heyang Guihua Clean Energy | 35.0760 | 110.0895 | L100000827138 | G100000830596 | https://www.gem.wiki/Shaanxi_Heyang_Guojiapo_solar_farm | Global Solar Power Tracker - February 2026 |  | 不适用 | 运行参数继承参考Generators_data.csv的风电/光伏设定
298 | SN | 1 | 陕西 | Weinan | Heyang | 合阳火蓝新能源有限公司 30 兆瓦光伏发电项目 | Shaanxi Heyang Huolan solar farm | -- | 光伏 | PV | 30 | operating | 2023 | Shaanxi Huolan Energy Technology Co Ltd [100%] | Heyang Huolan New Energy | 35.2075 | 110.0514 | L100000811034 | G100000813484 | https://www.gem.wiki/Shaanxi_Heyang_Huolan_solar_farm | Global Solar Power Tracker - February 2026 |  | 不适用 | 运行参数继承参考Generators_data.csv的风电/光伏设定
299 | SN | 1 | 陕西 | Weinan | Heyang | 桂花清洁能源合阳光伏电站二期50MWP | Shaanxi Heyang Lujing Guihua solar farm | 2 | 光伏 | PV | 50 | operating | 2016 | Shaanxi Guihua Clean Energy Co Ltd [100%] | Shaanxi Heyang Guihua Clean Energy | 35.2358 | 110.1408 | L100000803607 | G100000804140 | https://www.gem.wiki/Shaanxi_Heyang_Lujing_Guihua_solar_farm | Global Solar Power Tracker - February 2026 |  | 不适用 | 运行参数继承参考Generators_data.csv的风电/光伏设定
300 | SN | 1 | 陕西 | Weinan | Heyang | 山阳煤矿排矸场光伏项目 | Shaanxi Heyang solar project | -- | 光伏 | Assumed PV | 2 | operating |  |  |  | 35.2358 | 110.1408 | L100001031968 | G100001037241 | https://www.gem.wiki/Shaanxi_Heyang_solar_project | Global Solar Power Tracker - February 2026 |  | 不适用 | 运行参数继承参考Generators_data.csv的风电/光伏设定
301 | SN | 1 | 陕西 | Yan'an | Huanglong | 隆基陕西黄龙100MW光伏发电复合项目 | Shaanxi Huanglong (Longi) Unsubsidized solar power plant | 1 | 光伏 | PV | 100 | operating | 2021 | Xi'an LONGi Clean Energy Co Ltd [100%] |  | 37.2969 | 108.4504 | L100000811035 | G100000813485 | https://www.gem.wiki/Shaanxi_Huanglong_(Longi)_Unsubsidized_solar_power_plant | Global Solar Power Tracker - February 2026 |  | 不适用 | 运行参数继承参考Generators_data.csv的风电/光伏设定
302 | SN | 1 | 陕西 | Yan'an | Huanglong | 黄龙县长宁河隆飞绿电200MW平价光伏 | Shaanxi Huanglong Changninghe Unsubsidized solar power plant | 1 | 光伏 | PV | 200 | operating | 2025 | State Power Investment Group Shaanxi New Energy Co Ltd [100%] | Huanglong County Longfei Green Power Photovoltaic Power Generation | 37.2969 | 108.4504 | L100000811036 | G100000813487 | https://www.gem.wiki/Shaanxi_Huanglong_Changninghe_Unsubsidized_solar_power_plant | Global Solar Power Tracker - February 2026 |  | 不适用 | 运行参数继承参考Generators_data.csv的风电/光伏设定
303 | SN | 1 | 陕西 | Yan'an | Huanglong | 黄龙县长宁河隆飞绿电光伏二期 | Shaanxi Huanglong Changninghe Unsubsidized solar power plant | 2 | 光伏 | PV | 150 | operating | 2025 | State Power Investment Group Shaanxi New Energy Co Ltd [100%] | Huanglong County Longfei Green Power Photovoltaic Power Generation | 37.2969 | 108.4504 | L100000811036 | G100000813488 | https://www.gem.wiki/Shaanxi_Huanglong_Changninghe_Unsubsidized_solar_power_plant | Global Solar Power Tracker - February 2026 |  | 不适用 | 运行参数继承参考Generators_data.csv的风电/光伏设定
304 | SN | 1 | 陕西 | Yan'an | Huanglong | 东泽黄龙20兆瓦光伏电站 | Shaanxi Huanglong Dongze solar farm | -- | 光伏 | PV | 20 | operating | 2017 | Zhejiang Aifeisheng Energy Technology Co Ltd [100%] | Huanglong Dongze New Energy Development | 35.5845 | 109.8402 | L100000802878 | G100000803358 | https://www.gem.wiki/Shaanxi_Huanglong_Dongze_solar_farm | Global Solar Power Tracker - February 2026 |  | 不适用 | 运行参数继承参考Generators_data.csv的风电/光伏设定
305 | SN | 1 | 陕西 | Yan'an | Huanglong | 黄龙县红石崖20万千瓦平价上网光伏发电项目 | Shaanxi Huanglong Hongshiya solar farm | -- | 光伏 | PV | 200 | operating | 2025 | Guodian Power Shaanxi New Energy Development Co Ltd [100%] |  | 35.4126 | 110.0149 | L100000811039 | G100000813491 | https://www.gem.wiki/Shaanxi_Huanglong_Hongshiya_solar_farm | Global Solar Power Tracker - February 2026 |  | 不适用 | 运行参数继承参考Generators_data.csv的风电/光伏设定
306 | SN | 1 | 陕西 | Yan'an | Huanglong | 西安隆基黄龙县30MW光伏扶贫电站项目 | Shaanxi Huanglong Longji solar farm | -- | 光伏 | PV | 30 | operating | 2017 | Shaanxi Water Group New Energy Development Co Ltd [100%] | Huanglong Longfu Clean Energy | 35.5842 | 109.8399 | L100000802856 | G100000803335 | https://www.gem.wiki/Shaanxi_Huanglong_Longji_solar_farm | Global Solar Power Tracker - February 2026 |  | 不适用 | 运行参数继承参考Generators_data.csv的风电/光伏设定
307 | SN | 1 | 陕西 | Yan'an | Huanglong | 龙润新能源黄龙50兆瓦光伏电站 | Shaanxi Huanglong Longrun solar farm | -- | 光伏 | PV | 50 | operating | 2017 | Beijing Guorun Tianneng New Energy Technology Co Ltd [100%] | Shaanxi Huanglong Longrun New Energy Investment | 35.5843 | 109.8402 | L100000802861 | G100000803341 | https://www.gem.wiki/Shaanxi_Huanglong_Longrun_solar_farm | Global Solar Power Tracker - February 2026 |  | 不适用 | 运行参数继承参考Generators_data.csv的风电/光伏设定
308 | SN | 1 | 陕西 | Yan'an | Huanglong | 大唐黄龙三岔农光互补发电项目 | Shaanxi Huanglong Sancha solar farm | -- | 光伏 | PV | 50 | operating | 2022 | Datang Shaanxi Power Generation Co Ltd [100%] | Datang Yan'an Power Generation | 35.6051 | 109.9279 | L100000827139 | G100000830597 | https://www.gem.wiki/Shaanxi_Huanglong_Sancha_solar_farm | Global Solar Power Tracker - February 2026 |  | 不适用 | 运行参数继承参考Generators_data.csv的风电/光伏设定
309 | SN | 1 | 陕西 | Yan'an | Huanglong | 黄龙县三岔镇10万千瓦平价上网光伏发电项目 | Shaanxi Huanglong Sanchazhen solar farm | -- | 光伏 | PV | 100 | operating | 2022 | Xi'an Longqing Energy Co Ltd [100%] | Huanglong Longqing Photovoltaic Power Generation | 35.5593 | 109.6941 | L100000811038 | G100000813490 | https://www.gem.wiki/Shaanxi_Huanglong_Sanchazhen_solar_farm | Global Solar Power Tracker - February 2026 |  | 不适用 | 运行参数继承参考Generators_data.csv的风电/光伏设定
310 | SN | 1 | 陕西 | Weinan | Huayin | 大唐华阴孟塬80MW农光互补发电项目 | Shaanxi Huayin Mengyuan Agricultural solar power plant | -- | 光伏 | PV | 80 | operating | 2024 | Datang Shaanxi Power Generation Co Ltd [100%] | Datang Huayin New Energy | 35.8894 | 109.1357 | L100000811041 | G100000813493 | https://www.gem.wiki/Shaanxi_Huayin_Mengyuan_Agricultural_solar_power_plant | Global Solar Power Tracker - February 2026 |  | 不适用 | 运行参数继承参考Generators_data.csv的风电/光伏设定
311 | SN | 1 | 陕西 | Yulin | Jia | 佳县东奥牧业有限责任公司厂区 6MW 分布式光伏发电项目 | Shaanxi Jia solar project | -- | 光伏 | Assumed PV | 6 | operating |  |  |  | 38.0173 | 110.4878 | L100001032198 | G100001037471 | https://www.gem.wiki/Shaanxi_Jia_solar_project | Global Solar Power Tracker - February 2026 |  | 不适用 | 运行参数继承参考Generators_data.csv的风电/光伏设定
312 | SN | 1 | 陕西 | Yulin | Jingbian | 华能靖边30兆瓦风光互补光伏电站项目 | Shaanxi Jingbian Cecep solar farm | -- | 光伏 | PV | 30 | operating | 2014 | Huaneng Shaanxi Power Generation Co Ltd [100%] | Huaneng Shaanxi Jingbian Electric Power | 37.5307 | 108.9163 | L100000803394 | G100000803902 | https://www.gem.wiki/Shaanxi_Jingbian_Cecep_solar_farm | Global Solar Power Tracker - February 2026 |  | 不适用 | 运行参数继承参考Generators_data.csv的风电/光伏设定
313 | SN | 1 | 陕西 | Yulin | Jingbian | 华能龙州风光互补45MW（二期） | Shaanxi Jingbian Jingbian solar farm | 2 | 光伏 | PV | 45 | operating | 2016 | Huaneng Shaanxi Power Generation Co Ltd [100%] | Huaneng Shaanxi Jingbian Electric Power | 37.5307 | 108.9163 | L100000803582 | G100000804114 | https://www.gem.wiki/Shaanxi_Jingbian_Jingbian_solar_farm | Global Solar Power Tracker - February 2026 |  | 不适用 | 运行参数继承参考Generators_data.csv的风电/光伏设定
314 | SN | 1 | 陕西 | Yulin | Jingbian | 陕西光伏太阳能发电有限公司靖边38MWp光伏并网发电项目 | Shaanxi Jingbian Shangqianjing solar farm | -- | 光伏 | PV | 38 | operating | 2016 | Shaanxi Photovoltaic Industry Co Ltd [100%] | Shaanxi Photovoltaic Solar Power Generation | 37.6251 | 108.9149 | L100000802593 | G100000803063 | https://www.gem.wiki/Shaanxi_Jingbian_Shangqianjing_solar_farm | Global Solar Power Tracker - February 2026 |  | 不适用 | 运行参数继承参考Generators_data.csv的风电/光伏设定
315 | SN | 1 | 陕西 | Yulin | Jingbian | 靖边县顺风新能源有限公司靖边40兆瓦光伏发电项目 | Shaanxi Jingbian Shunfeng solar farm | -- | 光伏 | PV | 40 | operating | 2016 | Suzhou Xiexin New Energy Investment Co Ltd [0%]; Beijing Zhongshui Investment Management Center [99%] | Jingbian Shunfeng New Energy | 37.5307 | 108.9163 | L100000803605 | G100000804138 | https://www.gem.wiki/Shaanxi_Jingbian_Shunfeng_solar_farm | Global Solar Power Tracker - February 2026 |  | 不适用 | 运行参数继承参考Generators_data.csv的风电/光伏设定
316 | SN | 1 | 陕西 | Yulin | Jingbian | 东投靖边县50MW光伏 | Shaanxi Jingbian Yangqiaopan Dongtou solar farm | -- | 光伏 | PV | 50 | operating | 2016 | Tianjin Fuhuan Enterprise Management Consulting Co Ltd [100%] | Jingbian Dongtou Energy | 37.6274 | 108.9939 | L100000802879 | G100000803359 | https://www.gem.wiki/Shaanxi_Jingbian_Yangqiaopan_Dongtou_solar_farm | Global Solar Power Tracker - February 2026 |  | 不适用 | 运行参数继承参考Generators_data.csv的风电/光伏设定
317 | SN | 1 | 陕西 | Xianyang | Jingyang | 陕西公司榆林事业部泾阳日新100兆瓦光伏发电项目 | Shaanxi Jingyang (State Power Investment) solar farm | -- | 光伏 | PV | 100 | operating | 2025 | Yulin Department of State Power Investment Shaanxu New Energy Co Ltd |  | 34.6470 | 108.6270 | L100001047632 | G100001054255 | https://www.gem.wiki/Shaanxi_Jingyang_(State_Power_Investment)_solar_farm | Global Solar Power Tracker - February 2026 |  | 不适用 | 运行参数继承参考Generators_data.csv的风电/光伏设定
318 | SN | 1 | 陕西 | Weinan | Jingyang | 华能泾阳200MW光伏+生态治理发电项目 | Shaanxi Jingyang Ecological Management solar farm | -- | 光伏 | PV | 200 | operating | 2024 | Huaneng Shaanxi Jingyang Power Generation Co Ltd | Huaneng Shaanxi Jingyang Power Generation | 34.7060 | 108.7760 | L100001000409 | G100001000650 | https://www.gem.wiki/Shaanxi_Jingyang_Ecological_Management_solar_farm | Global Solar Power Tracker - February 2026 |  | 不适用 | 运行参数继承参考Generators_data.csv的风电/光伏设定
319 | SN | 1 | 陕西 | Xianyang | Jingyang | 泾河新城智造创新产业园光伏发电项目 | Shaanxi Jingyang Jinghe New City Intelligent Innovation Industrial Park solar project | -- | 光伏 | Assumed PV | 1 | operating |  |  |  | 34.5307 | 108.8311 | L100001031276 | G100001036548 | https://www.gem.wiki/Shaanxi_Jingyang_Jinghe_New_City_Intelligent_Innovation_Industrial_Park_solar_project | Global Solar Power Tracker - February 2026 |  | 不适用 | 运行参数继承参考Generators_data.csv的风电/光伏设定
320 | SN | 1 | 陕西 | Xianyang | Jingyang | 泾河新城秦创原1980泾造中心分布式光伏发电项目 | Shaanxi Jingyang Jinghe New City Qin Chuangyuan 1980 Jing Center solar project | -- | 光伏 | Assumed PV | 1 | operating |  |  |  | 34.5307 | 108.8311 | L100001031277 | G100001036549 | https://www.gem.wiki/Shaanxi_Jingyang_Jinghe_New_City_Qin_Chuangyuan_1980_Jing_Center_solar_project | Global Solar Power Tracker - February 2026 |  | 不适用 | 运行参数继承参考Generators_data.csv的风电/光伏设定
321 | SN | 1 | 陕西 | Xianyang | Jingyang | 泾阳日新100兆瓦光伏项目 | Shaanxi Jingyang Rixin (State Power Investment) solar farm | -- | 光伏 | PV | 100 | operating | 2025 | Yulin Department of State Power Investment Shaanxu New Energy Co Ltd |  | 34.6284 | 108.6673 | L100001063439 | G100001072903 | https://www.gem.wiki/Shaanxi_Jingyang_Rixin_(State_Power_Investment)_solar_farm | Global Solar Power Tracker - February 2026 |  | 不适用 | 运行参数继承参考Generators_data.csv的风电/光伏设定
322 | SN | 1 | 陕西 | Xianyang | Jingyang | 泾阳县日新现代农业园区6万千瓦农光互补发电项目 | Shaanxi Jingyang Rixin Modern Agricultural Park solar farm | -- | 光伏 | PV | 60 | operating | 2021 | Shaanxi Jiemao Energy Technology Co Ltd [5%]; China Energy Construction Group Planning and Design Co Ltd [95%] | Jingyang Jiemao Energy Technology | 34.5307 | 108.8311 | L100000811044 | G100000813496 | https://www.gem.wiki/Shaanxi_Jingyang_Rixin_Modern_Agricultural_Park_solar_farm | Global Solar Power Tracker - February 2026 |  | 不适用 | 运行参数继承参考Generators_data.csv的风电/光伏设定
323 | SN | 1 | 陕西 | Xianyang | Jingyang | 陕西金隅加气装配式部品有限公司分布式光伏发电项目 | Shaanxi Jingyang solar project | -- | 光伏 | Assumed PV | 6 | operating |  |  |  | 34.5307 | 108.8311 | L100001031278 | G100001036550 | https://www.gem.wiki/Shaanxi_Jingyang_solar_project | Global Solar Power Tracker - February 2026 |  | 不适用 | 运行参数继承参考Generators_data.csv的风电/光伏设定
324 | SN | 1 | 陕西 | Baoji | Jintai District | 宝鸡鼎顺特光伏发电有限公司宝鸡金台区光伏发电项目 | Shaanxi Jintai Jinhezhen (Baoji Dingshunte) solar farm | -- | 光伏 | PV | 50 | operating | 2021 | Xi'an Zeruinengke Photovoltaic Co Ltd [100%] | Baoji Dingshunte Photovoltaic Power Generation | 34.4206 | 107.1185 | L100000811045 | G100000813497 | https://www.gem.wiki/Shaanxi_Jintai_Jinhezhen_(Baoji_Dingshunte)_solar_farm | Global Solar Power Tracker - February 2026 |  | 不适用 | 运行参数继承参考Generators_data.csv的风电/光伏设定
325 | SN | 1 | 陕西 | Xi'an | Yanta District | 锦阳光伏100兆瓦生态光伏农业项目光伏温室大棚项目 | Shaanxi Jinyang Greenhouse solar project | -- | 光伏 | PV | 100 | operating | 2019 | Huaneng Shaanxi Power Generation Co Ltd [100%] |  | 34.2095 | 108.9035 | L100000827140 | G100000830598 | https://www.gem.wiki/Shaanxi_Jinyang_Greenhouse_solar_project | Global Solar Power Tracker - February 2026 |  | 不适用 | 运行参数继承参考Generators_data.csv的风电/光伏设定
326 | SN | 1 | 陕西 | Ankang | Langao | 西安魁泰新能源有限公司安康市岚皋县49户岚皋县1582千瓦分布式光伏 | Shaanxi Langao Xi'an Kuitai New Energy 49 households solar project | -- | 光伏 | Assumed PV | 1.6 | operating |  |  |  | 32.2125 | 108.8639 | L100001031256 | G100001036528 | https://www.gem.wiki/Shaanxi_Langao_Xi'an_Kuitai_New_Energy_49_households_solar_project | Global Solar Power Tracker - February 2026 |  | 不适用 | 运行参数继承参考Generators_data.csv的风电/光伏设定
327 | SN | 1 | 陕西 | Xi'an | Lintong District | 陕西国铁经营服务有限公司西安东车辆段4.298MW屋顶分布式光伏项目 | Shaanxi Lintong State Railway Operations and Services Xi’an East Depot Rooftop solar project | -- | 光伏 | Assumed PV | 4.3 | operating |  |  |  | 34.3684 | 109.2093 | L100001031267 | G100001036539 | https://www.gem.wiki/Shaanxi_Lintong_State_Railway_Operations_and_Services_Xi’an_East_Depot_Rooftop_solar_project | Global Solar Power Tracker - February 2026 |  | 不适用 | 运行参数继承参考Generators_data.csv的风电/光伏设定
328 | SN | 1 | 陕西 | Weinan | Linwei District | 临渭区阎村镇惠农新能源农民专业合作社1MWp分布式光伏扶贫项目 | Shaanxi Linwei Huinong New Energy Farmers Professional Cooperative solar project | -- | 光伏 | Assumed PV | 1 | operating |  |  |  | 34.5164 | 109.5138 | L100001031468 | G100001036740 | https://www.gem.wiki/Shaanxi_Linwei_Huinong_New_Energy_Farmers_Professional_Cooperative_solar_project | Global Solar Power Tracker - February 2026 |  | 不适用 | 运行参数继承参考Generators_data.csv的风电/光伏设定
329 | SN | 1 | 陕西 | Baoji | Linyou | 徐矿麟游10万千瓦农光互补光伏项目 | Shaanxi Linyou (Xuzhou Mining) Agricultural solar farm | -- | 光伏 | PV | 100 | operating |  | Xuzhou Mining Group Co Ltd [100%] | Suneng (Linyou) New Energy Power Generation | 34.7096 | 108.0119 | L100000827141 | G100000830599 | https://www.gem.wiki/Shaanxi_Linyou_(Xuzhou_Mining)_Agricultural_solar_farm | Global Solar Power Tracker - February 2026 |  | 不适用 | 运行参数继承参考Generators_data.csv的风电/光伏设定
330 | SN | 1 | 陕西 | Baoji | Linyou | 昌盛麟游20兆瓦光伏电站 | Shaanxi Linyou Changsheng solar farm | -- | 光伏 | PV | 20 | operating | 2017 | Qingdao Chengtou New Energy Investment Co Ltd [100%] | Linyou Changsheng Solar Energy Technology | 34.6796 | 107.7887 | L100000803603 | G100000804136 | https://www.gem.wiki/Shaanxi_Linyou_Changsheng_solar_farm | Global Solar Power Tracker - February 2026 |  | 不适用 | 运行参数继承参考Generators_data.csv的风电/光伏设定
331 | SN | 1 | 陕西 | Baoji | Linyou | 大唐麟游贾王塬33.5MWp农光互补光伏发电项目 | Shaanxi Linyou Jiawangyuan (Datang) Agriculture solar farm | -- | 光伏 | PV | 33.5 | operating | 2020 | Datang Shaanxi Power Generation Co Ltd [100%] | Datang Baoji Thermal Power Factory | 34.7748 | 107.8093 | L100000811048 | G100000813500 | https://www.gem.wiki/Shaanxi_Linyou_Jiawangyuan_(Datang)_Agriculture_solar_farm | Global Solar Power Tracker - February 2026 |  | 不适用 | 运行参数继承参考Generators_data.csv的风电/光伏设定
332 | SN | 1 | 陕西 | Xianyang | Liquan | 国能礼泉西岭20万千瓦农光互补发电项目 | Shaanxi Liquan Xiling Agricultural solar farm | -- | 光伏 | PV | 200 | operating | 2025 | China Energy Investment Shaanxi New Energy Power Generation Co Ltd [100%] | China Energy Investment Liquan New Energy | 34.5830 | 108.4830 | L100000827142 | G100000830600 | https://www.gem.wiki/Shaanxi_Liquan_Xiling_Agricultural_solar_farm | Global Solar Power Tracker - February 2026 |  | 不适用 | 运行参数继承参考Generators_data.csv的风电/光伏设定
333 | SN | 1 | 陕西 | Xianyang | Liquan | 大唐礼泉50MW(一期)农光互补光伏发电项目 | Shaanxi Liquan Yanxiazhen (Datang) Agriculture solar farm | 1 | 光伏 | PV | 50 | operating | 2020 | Datang Shaanxi Power Generation Co Ltd [80%]; Shaanxi Binchang Mining Group Co Ltd [20%] | Datang Binchang Power Generation | 34.4866 | 108.4188 | L100000811049 | G100000813501 | https://www.gem.wiki/Shaanxi_Liquan_Yanxiazhen_(Datang)_Agriculture_solar_farm | Global Solar Power Tracker - February 2026 |  | 不适用 | 运行参数继承参考Generators_data.csv的风电/光伏设定
334 | SN | 1 | 陕西 | Baoji | Long | 电建新能源公司陕西陇县麦枣100兆瓦光伏电站项目 | Shaanxi Long County Maizao solar farm | -- | 光伏 | PV | 100 | operating | 2024 | China Power Construction New Energy Group Co Ltd |  | 34.8660 | 106.7820 | L100001026006 | G100001031209 | https://www.gem.wiki/Shaanxi_Long_County_Maizao_solar_farm | Global Solar Power Tracker - February 2026 |  | 不适用 | 运行参数继承参考Generators_data.csv的风电/光伏设定
335 | SN | 1 | 陕西 | Baoji | Long | 中能建投陇县10万千瓦农光互补项目 | Shaanxi Longxian (China Energy Construction) Agricultural solar farm | -- | 光伏 | PV | 100 | operating | 2025 | China Energy Construction Group Investment Co Ltd | Long County China Consultants Green Power New Energy | 34.8944 | 106.8642 | L100000827143 | G100000830601 | https://www.gem.wiki/Shaanxi_Longxian_(China_Energy_Construction)_Agricultural_solar_farm | Global Solar Power Tracker - February 2026 |  | 不适用 | 运行参数继承参考Generators_data.csv的风电/光伏设定
336 | SN | 1 | 陕西 | Baoji | Long | 中广核陇县一期100MW农光互补光伏发电项 | Shaanxi Longxian (China Guangdong Nuclear) Agricultural solar farm | 1 | 光伏 | PV | 100 | operating | 2024 |  | Baoji Guangsheng Hexing New Energy | 34.8944 | 106.8642 | L100000827144 | G100000830602 | https://www.gem.wiki/Shaanxi_Longxian_(China_Guangdong_Nuclear)_Agricultural_solar_farm | Global Solar Power Tracker - February 2026 |  | 不适用 | 运行参数继承参考Generators_data.csv的风电/光伏设定
337 | SN | 1 | 陕西 | Baoji | Long | 中广核陇县二期10万千瓦农光互补发电项目 | Shaanxi Longxian (China Guangdong Nuclear) Agricultural solar farm | 2 | 光伏 | PV | 100 | operating | 2025 |  | Baoji Guangsheng Hexing New Energy | 34.8944 | 106.8642 | L100000827144 | G100000830603 | https://www.gem.wiki/Shaanxi_Longxian_(China_Guangdong_Nuclear)_Agricultural_solar_farm | Global Solar Power Tracker - February 2026 |  | 不适用 | 运行参数继承参考Generators_data.csv的风电/光伏设定
338 | SN | 1 | 陕西 | Baoji | Long | 宝鸡陇县中核汇能10万千瓦农光互补光伏发电项目 | Shaanxi Longxian (China Nuclear) Agricultural solar farm | -- | 光伏 | PV | 100 | operating | 2025 | China Nuclear Huineng Co Ltd [100%] | Long County Huizhong Energy | 34.8165 | 106.9662 | L100000827145 | G100000830604 | https://www.gem.wiki/Shaanxi_Longxian_(China_Nuclear)_Agricultural_solar_farm | Global Solar Power Tracker - February 2026 |  | 不适用 | 运行参数继承参考Generators_data.csv的风电/光伏设定
339 | SN | 1 | 陕西 | Baoji | Long | 大唐陇县10万千瓦光伏发电项目 | Shaanxi Longxian (Datang) solar farm | -- | 光伏 | PV | 100 | operating | 2025 | Datang Baoji Heat and Power Plant [100%] |  | 34.9910 | 106.9605 | L100000827147 | G100000830606 | https://www.gem.wiki/Shaanxi_Longxian_(Datang)_solar_farm | Global Solar Power Tracker - February 2026 |  | 不适用 | 运行参数继承参考Generators_data.csv的风电/光伏设定
340 | SN | 1 | 陕西 | Baoji | Long | 陕西华电陇县10万千瓦农光互补光伏发电项目 | Shaanxi Longxian (Huadian) Agricultural solar farm | -- | 光伏 | PV | 100 | operating | 2022 | Shaanxi Huadian New Energy Power Generation Co Ltd [100%] | Shaanxi Huadian Longxian New Energy | 34.8663 | 106.8669 | L100000827148 | G100000830607 | https://www.gem.wiki/Shaanxi_Longxian_(Huadian)_Agricultural_solar_farm | Global Solar Power Tracker - February 2026 |  | 不适用 | 运行参数继承参考Generators_data.csv的风电/光伏设定
341 | SN | 1 | 陕西 | Baoji | Long | 陇县华能50MWp农光综合利用光伏项目 | Shaanxi Longxian Wenshuizhen (Huaneng) Agricultural solar farm | -- | 光伏 | PV | 50 | operating | 2020 | Huaneng Shaanxi Power Generation Co Ltd [100%] | Longxian Huaneng New Energy | 35.0136 | 106.8762 | L100000811050 | G100000813502 | https://www.gem.wiki/Shaanxi_Longxian_Wenshuizhen_(Huaneng)_Agricultural_solar_farm | Global Solar Power Tracker - February 2026 |  | 不适用 | 运行参数继承参考Generators_data.csv的风电/光伏设定
342 | SN | 1 | 陕西 | Baoji | Long | 陇县5万千瓦农牧光综合利用平价光伏项目 | Shaanxi Longxian Wenshuizhen solar farm | -- | 光伏 | PV | 50 | operating | 2022 | Shaanxi Muyang New Energy Co Ltd [100%] | Longxian Muyang New Energy | 35.0103 | 106.7876 | L100000811051 | G100000813503 | https://www.gem.wiki/Shaanxi_Longxian_Wenshuizhen_solar_farm | Global Solar Power Tracker - February 2026 |  | 不适用 | 运行参数继承参考Generators_data.csv的风电/光伏设定
343 | SN | 1 | 陕西 | Shangluo | Luonan | 洛南90MW光伏复合发电项目项目 | Shaanxi Luonan (China Energy Construction) solar farm | -- | 光伏 | PV | 90 | operating | 2024 | China Energy Construction Group Investment Co Ltd Northwest Co | Luonan China Energy Engineering Investment New Energy | 34.0790 | 110.4870 | L100001023599 | G100001028227 | https://www.gem.wiki/Shaanxi_Luonan_(China_Energy_Construction)_solar_farm | Global Solar Power Tracker - February 2026 |  | 不适用 | 运行参数继承参考Generators_data.csv的风电/光伏设定
344 | SN | 1 | 陕西 | Shangluo | Luonan | 华电洛南15万千瓦复合光伏发电项目 | Shaanxi Luonan (Huadian) solar farm | -- | 光伏 | PV | 150 | operating | 2025 | Huadian Luonan New Energy Co Ltd |  | 34.2060 | 110.1730 | L100001057496 | G100001065724 | https://www.gem.wiki/Shaanxi_Luonan_(Huadian)_solar_farm | Global Solar Power Tracker - February 2026 |  | 不适用 | 运行参数继承参考Generators_data.csv的风电/光伏设定
345 | SN | 1 | 陕西 | Shangluo | Luonan | 洛南光伏农业与光伏观光旅游综合利用示范项目 | Shaanxi Luonan Yongfengzhen ( Shuifa Energy) solar farm | -- | 光伏 | PV | 100 | operating | 2020 | Hunan Shuifa Xingye Green Energy Co Ltd [100%] | Luonan Shuifa Energy Technology | 34.1619 | 110.2275 | L100000811052 | G100000813504 | https://www.gem.wiki/Shaanxi_Luonan_Yongfengzhen_(_Shuifa_Energy)_solar_farm | Global Solar Power Tracker - February 2026 |  | 不适用 | 运行参数继承参考Generators_data.csv的风电/光伏设定
346 | SN | 1 | 陕西 | Hanzhong | Mian | 勉县元墩4MWP农光互补光伏扶贫发电项目 | Shaanxi Mian County Yuandun poverty alleviation solar project | -- | 光伏 | PV | 4 | operating | 2016 |  |  | 33.1745 | 106.6824 | L100001011261 | G100001012634 | https://www.gem.wiki/Shaanxi_Mian_County_Yuandun_poverty_alleviation_solar_project | Global Solar Power Tracker - February 2026 |  | 不适用 | 运行参数继承参考Generators_data.csv的风电/光伏设定
347 | SN | 1 | 陕西 | Hanzhong | Mian | 华能勉县10万千瓦光伏发电项目 | Shaanxi Mianxian (Huaneng) solar farm | -- | 光伏 | PV | 100 | operating | 2024 | Huaneng Shaanxi Gaoxin Energy Development Co Ltd [100%] |  | 33.1565 | 106.6774 | L100000827150 | G100000830609 | https://www.gem.wiki/Shaanxi_Mianxian_(Huaneng)_solar_farm | Global Solar Power Tracker - February 2026 |  | 不适用 | 运行参数继承参考Generators_data.csv的风电/光伏设定
348 | SN | 1 | 陕西 | Yulin | Mizhi | 陕西米脂县千村光伏项目 | Shaanxi Mizhi "One Thousand Villages" solar farm | -- | 光伏 | PV | 27.6 | operating | 2024 |  |  | 37.7670 | 110.0760 | L100001025622 | G100001030378 | https://www.gem.wiki/Shaanxi_Mizhi_"One_Thousand_Villages"_solar_farm | Global Solar Power Tracker - February 2026 |  | 不适用 | 运行参数继承参考Generators_data.csv的风电/光伏设定
349 | SN | 1 | 陕西 | Hanzhong | Nanzheng District | 南郑100兆瓦农光互补光伏发电项目 | Shaanxi Nanzheng Agricultural solar farm | -- | 光伏 | PV | 100 | operating | 2023 | China Power Engineering Consulting Group Northwest Design Institute Co Ltd [100%] |  | 32.8410 | 106.8840 | L100000828703 | G100000832408 | https://www.gem.wiki/Shaanxi_Nanzheng_Agricultural_solar_farm | Global Solar Power Tracker - February 2026 |  | 不适用 | 运行参数继承参考Generators_data.csv的风电/光伏设定
350 | SN | 1 | 陕西 | Weinan | Baishui | 大唐白水县西固镇99MW农光互补发电项目 | Shaanxi Province Baishui Guxi Datang solar farm | -- | 光伏 | PV | 99 | operating | 2021 | China Datang Corp Ltd [100%] | China Datang Group Solar Energy Industry | 35.1647 | 109.7032 | L100000802303 | G100000802759 | https://www.gem.wiki/Shaanxi_Province_Baishui_Guxi_Datang_solar_farm | Global Solar Power Tracker - February 2026 |  | 不适用 | 运行参数继承参考Generators_data.csv的风电/光伏设定
351 | SN | 1 | 陕西 | Xianyang | Chunhua | 三峡新能源陕西淳化100MW光伏项目 | Shaanxi Province Chunhua Shiliyuan solar farm | -- | 光伏 | PV | 100 | operating | 2021 | Xi'an Xidian New Energy Co Ltd [10%]; China Three Gorges New Energy (Group) Co Ltd [90%] | Chunhua Three Gorges New Energy Xiatang Power Generation | 34.8951 | 108.4848 | L100000802305 | G100000802761 | https://www.gem.wiki/Shaanxi_Province_Chunhua_Shiliyuan_solar_farm | Global Solar Power Tracker - February 2026 |  | 不适用 | 运行参数继承参考Generators_data.csv的风电/光伏设定
352 | SN | 1 | 陕西 | Yulin | Dingbian | 定边县昂立光伏科技有限公司定边100兆瓦光伏电站项目 | Shaanxi Province Dingbian Angli solar farm | -- | 光伏 | PV | 100 | operating | 2014 | SDIC Power Holdings Co Ltd [100%] | Dingbian Angli Photovoltaic Technology | 37.5462 | 107.7840 | L100000801929 | G100000802243 | https://www.gem.wiki/Shaanxi_Province_Dingbian_Angli_solar_farm | Global Solar Power Tracker - February 2026 |  | 不适用 | 运行参数继承参考Generators_data.csv的风电/光伏设定
353 | SN | 1 | 陕西 | Yulin | Dingbian | 清洁能源定边二期50兆瓦光伏电站项目 | Shaanxi Province Dingbian Clean Energy solar farm | 2 | 光伏 | PV | 50 | operating | 2015 | Bank of Communications Financial Assets Investment Co Ltd [28%]; Jilin Electric Power Co Ltd [72%] | Shaanxi Dingbian Clean Energy Power Generation | 37.6544 | 107.6037 | L100000801932 | G100000802246 | https://www.gem.wiki/Shaanxi_Province_Dingbian_Clean_Energy_solar_farm | Global Solar Power Tracker - February 2026 |  | 不适用 | 运行参数继承参考Generators_data.csv的风电/光伏设定
354 | SN | 1 | 陕西 | Yulin | Dingbian | 定边县振边光伏科技榆林50.0MW发电工程 | Shaanxi Province Dingbian County Zhenbian solar farm | -- | 光伏 | PV | 50 | operating | 2013 | Zhenfa New Energy Group Co Ltd [100%] | Dingbian Zhenbian Photovoltaic Technology | 37.5470 | 107.6823 | L100000801938 | G100000802252 | https://www.gem.wiki/Shaanxi_Province_Dingbian_County_Zhenbian_solar_farm | Global Solar Power Tracker - February 2026 |  | 不适用 | 运行参数继承参考Generators_data.csv的风电/光伏设定
355 | SN | 1 | 陕西 | Yulin | Dingbian | 陕煤定边新能源创新示范基地冯湾300MW平价光伏项目 | Shaanxi Province Dingbian Fengwan solar farm | -- | 光伏 | PV | 300 | operating |  | Shaanxi Coal Industry Chemical Group Fugu Energy Development Co Ltd [100%] | Chang'an Power (Shaanxi) New Energy Technology | 37.6299 | 107.5046 | L100000801934 | G100000802248 | https://www.gem.wiki/Shaanxi_Province_Dingbian_Fengwan_solar_farm | Global Solar Power Tracker - February 2026 |  | 不适用 | 运行参数继承参考Generators_data.csv的风电/光伏设定
356 | SN | 1 | 陕西 | Yulin | Dingbian | 光能定边50兆瓦光伏电站项目 | Shaanxi Province Dingbian Guangneng solar farm | 1 | 光伏 | PV | 50 | operating | 2015 | Bank of Communications Financial Assets Investment Co Ltd [32%]; Jilin Electric Power Co Ltd [67%] | Shaanxi Dingbian Guangneng Power | 37.6544 | 107.6037 | L100000801931 | G100000802245 | https://www.gem.wiki/Shaanxi_Province_Dingbian_Guangneng_solar_farm | Global Solar Power Tracker - February 2026 |  | 不适用 | 运行参数继承参考Generators_data.csv的风电/光伏设定
357 | SN | 1 | 陕西 | Yulin | Dingbian | 西安黄河光伏科技股份有限公司定边 50 兆瓦光伏发电项目 | Shaanxi Province Dingbian Huanghe solar farm | -- | 光伏 | PV | 50 | operating | 2015 | Xi‘an Investment Holding Co Ltd [18%]; unknown [2%]; Shaanxi Huanghe Group Co Ltd [79%] | Xi'an Huanghe Photovoltaic Technology | 37.6473 | 107.6004 | L100000801953 | G100000802268 | https://www.gem.wiki/Shaanxi_Province_Dingbian_Huanghe_solar_farm | Global Solar Power Tracker - February 2026 |  | 不适用 | 运行参数继承参考Generators_data.csv的风电/光伏设定
358 | SN | 1 | 陕西 | Yulin | Dingbian | 陕西定边太阳能榆林50.0MW发电工程 | Shaanxi Province Dingbian solar farm | -- | 光伏 | PV | 50 | operating | 2014 | Shaanxi Photovoltaic Industry Co Ltd [100%] | Shaanxi Dingbian Solar Power | 37.5471 | 107.6571 | L100000801933 | G100000802247 | https://www.gem.wiki/Shaanxi_Province_Dingbian_solar_farm | Global Solar Power Tracker - February 2026 |  | 不适用 | 运行参数继承参考Generators_data.csv的风电/光伏设定
359 | SN | 1 | 陕西 | Yulin | Dingbian | 定边拓日榆林并网光伏50.0MW发电工程 | Shaanxi Province Dingbian Topray Grid-Connected solar farm | -- | 光伏 | PV | 50 | operating | 2013 | Shaanxi Topray Solar Co Ltd [100%] | Dingbian Topray Modern Agriculture | 37.7239 | 107.5871 | L100000801936 | G100000802250 | https://www.gem.wiki/Shaanxi_Province_Dingbian_Topray_Grid-Connected_solar_farm | Global Solar Power Tracker - February 2026 |  | 不适用 | 运行参数继承参考Generators_data.csv的风电/光伏设定
360 | SN | 1 | 陕西 | Yulin | Dingbian | 陕西拓日新能源科技有限公司定边110兆瓦光伏电站项目 | Shaanxi Province Dingbian Topray solar farm | -- | 光伏 | PV | 110 | operating | 2015 | Shaanxi Topray New Energy Technology Co Ltd [100%] | Shaanxi Topray (Dingbian) New Energy Technology CO LTD: | 37.7442 | 107.6832 | L100000801935 | G100000802249 | https://www.gem.wiki/Shaanxi_Province_Dingbian_Topray_solar_farm | Global Solar Power Tracker - February 2026 |  | 不适用 | 运行参数继承参考Generators_data.csv的风电/光伏设定
361 | SN | 1 | 陕西 | Yulin | Dingbian | 定边沃驰100兆瓦平价光伏发电项目 | Shaanxi Province Dingbian Wochi Unsubsidized solar farm | -- | 光伏 | PV | 100 | operating |  | Xi'an Jianrui New Energy Co Ltd [100%] | Dingbian Wochi New Energy | 37.6268 | 107.4982 | L100000801937 | G100000802251 | https://www.gem.wiki/Shaanxi_Province_Dingbian_Wochi_Unsubsidized_solar_farm | Global Solar Power Tracker - February 2026 |  | 不适用 | 运行参数继承参考Generators_data.csv的风电/光伏设定
362 | SN | 1 | 陕西 | Yulin | Dingbian | 华能靖边东坑伊当湾100兆瓦光伏电站项目 | Shaanxi Province Dongkeng Yidangwan Huaneng solar farm | -- | 光伏 | PV | 100 | operating | 2021 | Huaneng Shaanxi Power Generation Co Ltd [100%] | Huaneng Shaanxi Jingbian Power Generation | 37.6421 | 108.6302 | L100000801930 | G100000802244 | https://www.gem.wiki/Shaanxi_Province_Dongkeng_Yidangwan_Huaneng_solar_farm | Global Solar Power Tracker - February 2026 |  | 不适用 | 运行参数继承参考Generators_data.csv的风电/光伏设定
363 | SN | 1 | 陕西 | Yulin | Hengshan District | 横山晶合太阳能榆林50.0MW发电工程 | Shaanxi Province Hengshan Jinghe solar farm | 1 | 光伏 | PV | 50 | operating | 2015 | Suzhou GCL New Energy Investment Co Ltd [20%]; Three Gorges Asset Management Co Ltd [80%] | Hengshan Jinghe Solar Energy | 37.6279 | 109.2133 | L100000801941 | G100000802255 | https://www.gem.wiki/Shaanxi_Province_Hengshan_Jinghe_solar_farm | Global Solar Power Tracker - February 2026 |  | 不适用 | 运行参数继承参考Generators_data.csv的风电/光伏设定
364 | SN | 1 | 陕西 | Yulin | Hengshan District | 晶合横山二期50兆瓦光伏电站项目 | Shaanxi Province Hengshan Jinghe solar farm | 2 | 光伏 | PV | 50 | operating | 2016 | Suzhou GCL New Energy Investment Co Ltd [20%]; Three Gorges Asset Management Co Ltd [80%] | Hengshan Jinghe Solar Energy | 37.6279 | 109.2133 | L100000801941 | G100000802256 | https://www.gem.wiki/Shaanxi_Province_Hengshan_Jinghe_solar_farm | Global Solar Power Tracker - February 2026 |  | 不适用 | 运行参数继承参考Generators_data.csv的风电/光伏设定
365 | SN | 1 | 陕西 | Yulin | Jingbian | 靖边县智光新能源开发有限公司靖边50兆瓦光伏电站项目 | Shaanxi Province Jingbian Zhiguang solar farm | -- | 光伏 | PV | 50 | operating | 2017 | SDIC Power Holdings Co Ltd [100%] | Jingbian County Zhiguang New Energy Development | 37.6184 | 108.8838 | L100000801940 | G100000802254 | https://www.gem.wiki/Shaanxi_Province_Jingbian_Zhiguang_solar_farm | Global Solar Power Tracker - February 2026 |  | 不适用 | 运行参数继承参考Generators_data.csv的风电/光伏设定
366 | SN | 1 | 陕西 | Yulin | Shenmu City | 晶登神木100兆瓦光伏电站 | Shaanxi Province Shenmu Jingdeng solar farm | -- | 光伏 | PV | 100 | operating |  | Ningxia Hanguang New Energy Co Ltd [90%]; Xi'an GCL New Energy Management Co Ltd [10%] | Shenmu County Jingdeng Electric Power | 38.7299 | 110.1339 | L100000801943 | G100000802257 | https://www.gem.wiki/Shaanxi_Province_Shenmu_Jingdeng_solar_farm | Global Solar Power Tracker - February 2026 |  | 不适用 | 运行参数继承参考Generators_data.csv的风电/光伏设定
367 | SN | 1 | 陕西 | Yulin | Shenmu City | 榆林协合生态新能源榆神200.0MW发电工程 | Shaanxi Province Shenmu Yushen solar farm | -- | 光伏 | PV | 200 | operating | 2015 | Shaanxi Hydropower Development Co Ltd [100%] | Yulin Xiehe Ecological New Energy | 38.6564 | 110.0531 | L100000801944 | G100000802258 | https://www.gem.wiki/Shaanxi_Province_Shenmu_Yushen_solar_farm | Global Solar Power Tracker - February 2026 |  | 不适用 | 运行参数继承参考Generators_data.csv的风电/光伏设定
368 | SN | 1 | 陕西 | Yulin | Shenmu City | 神木紫旭神木50兆瓦光伏电站项目 | Shaanxi Province Shenmu Zixu solar farm | -- | 光伏 | PV | 50 | operating |  | Jianghe Mechanical and Electrical Equipment Engineering Co Ltd [80%]; Suzhou Industrial Park Zhongfu Photovoltaic Technology Co Ltd [20%] | Shenmu Zixu New Energy | 38.6721 | 110.3382 | L100000801945 | G100000802259 | https://www.gem.wiki/Shaanxi_Province_Shenmu_Zixu_solar_farm | Global Solar Power Tracker - February 2026 |  | 不适用 | 运行参数继承参考Generators_data.csv的风电/光伏设定
369 | SN | 1 | 陕西 | Tongchuan | Yijun | 铜川光伏发电技术领跑基地天合项目（2号） | Shaanxi Province Tongchuan "Front Runner" Trina solar farm | 2 | 光伏 | PV | 250 | operating | 2019 | Trina Solar Co Ltd [51%]; Hunan Xingye Green Energy Co Ltd [49%] | Trina Solar | 35.3862 | 109.3893 | L100000801920 | G100000802234 | https://www.gem.wiki/Shaanxi_Province_Tongchuan_"Front_Runner"_Trina_solar_farm | Global Solar Power Tracker - February 2026 |  | 不适用 | 运行参数继承参考Generators_data.csv的风电/光伏设定
370 | SN | 1 | 陕西 | Tongchuan | Yijun | 铜川光伏技术领跑基地宜君县峡光250兆瓦光伏发电项目（1号） | Shaanxi Province Tongchuan "Front Runner" Yijun County solar farm | 1 | 光伏 | PV | 250 | operating | 2019 | Xi'an Lvsheng Clean Energy Co Ltd [51%]; China Three Gorges New Energy Co Ltd [49%] | Tongchuan Xiaguang New Energy Power Generation | 35.1596 | 109.1129 | L100000801919 | G100000802233 | https://www.gem.wiki/Shaanxi_Province_Tongchuan_"Front_Runner"_Yijun_County_solar_farm | Global Solar Power Tracker - February 2026 |  | 不适用 | 运行参数继承参考Generators_data.csv的风电/光伏设定
371 | SN | 1 | 陕西 | Tongchuan | Yaozhou District | 耀州区50兆瓦农业大棚光伏电站 | Shaanxi Province Tongchuan Yaozhou District Agriculture solar farm | -- | 光伏 | PV | 50 | operating | 2016 | CGN Solar Energy Development Co Ltd [100%] | Tongchuan Zhongguang New Energy | 34.9467 | 108.9780 | L100000801918 | G100000802232 | https://www.gem.wiki/Shaanxi_Province_Tongchuan_Yaozhou_District_Agriculture_solar_farm | Global Solar Power Tracker - February 2026 |  | 不适用 | 运行参数继承参考Generators_data.csv的风电/光伏设定
372 | SN | 1 | 陕西 | Weinan | Chengcheng | 渭南光伏领跑基地澄城县庄头镇曹庄村100MW光伏发电项目（4号） | Shaanxi Province Weinan "Front Runner" Caozhuangcun solar farm | 4 | 光伏 | PV | 100 | operating | 2018 | Shaanxi Chemical Industry Group Co Ltd [10%]; Hengfeng County Jinghong Electric Power Co Ltd [90%] | Chengcheng Shengbu Photovoltaic Power | 35.2079 | 109.9634 | L100000801924 | G100000802238 | https://www.gem.wiki/Shaanxi_Province_Weinan_"Front_Runner"_Caozhuangcun_solar_farm | Global Solar Power Tracker - February 2026 |  | 不适用 | 运行参数继承参考Generators_data.csv的风电/光伏设定
373 | SN | 1 | 陕西 | Weinan | Heyang | 渭南光伏领跑基地合阳县和家庄镇秦南,秦北100MW光伏发电项目 | Shaanxi Province Weinan "Front Runner" Hejiazhuang solar farm | 3 | 光伏 | PV | 100 | operating | 2018 | Shaanxi Chemical Industry Group Co Ltd [10%]; Hengfeng County Jingfu Electric Power Co Ltd [90%] | Heyang Shengyao Photovoltaic Power | 35.1172 | 110.0448 | L100000801923 | G100000802237 | https://www.gem.wiki/Shaanxi_Province_Weinan_"Front_Runner"_Hejiazhuang_solar_farm | Global Solar Power Tracker - February 2026 |  | 不适用 | 运行参数继承参考Generators_data.csv的风电/光伏设定
374 | SN | 1 | 陕西 | Weinan | Heyang | 渭南光伏领跑基地合阳县金峪镇100MW光伏发电项目 | Shaanxi Province Weinan "Front Runner" Jinyuzhen solar farm | 2 | 光伏 | PV | 100 | operating | 2018 | China Three Gorges New Energy (Group) Co Ltd [85%]; Sungrow Power Co Ltd [15%] | Weinan Xiayang New Energy Power Generation | 35.3419 | 110.0085 | L100000801922 | G100000802236 | https://www.gem.wiki/Shaanxi_Province_Weinan_"Front_Runner"_Jinyuzhen_solar_farm | Global Solar Power Tracker - February 2026 |  | 不适用 | 运行参数继承参考Generators_data.csv的风电/光伏设定
375 | SN | 1 | 陕西 | Weinan | Chengcheng | 渭南光伏领跑基地澄城县庄头镇雷家洼村100MW光伏发电项目（5号） | Shaanxi Province Weinan "Front Runner" Leijiawa solar farm | 5 | 光伏 | PV | 100 | operating | 2018 | State Power Investment Corporation Shaanxi New Energy Co Ltd [100%] | State Power Investment Group Chengcheng New Energy Power Generation | 35.1438 | 109.9773 | L100000801925 | G100000802239 | https://www.gem.wiki/Shaanxi_Province_Weinan_"Front_Runner"_Leijiawa_solar_farm | Global Solar Power Tracker - February 2026 |  | 不适用 | 运行参数继承参考Generators_data.csv的风电/光伏设定
376 | SN | 1 | 陕西 | Weinan | Heyang | 渭南光伏发电应用领跑者基地合阳县王庄镇张家河项目 | Shaanxi Province Weinan "Front Runner" Zhangjiahe solar farm | 1 | 光伏 | PV | 100 | operating | 2019 | State Power Investment Corporation Shaanxi New Energy Co Ltd [100%] | State Power Investment Group Heyang New Energy Power Generation | 35.2407 | 110.0080 | L100000801921 | G100000802235 | https://www.gem.wiki/Shaanxi_Province_Weinan_"Front_Runner"_Zhangjiahe_solar_farm | Global Solar Power Tracker - February 2026 |  | 不适用 | 运行参数继承参考Generators_data.csv的风电/光伏设定
377 | SN | 1 | 陕西 | Weinan | Heyang | 陕西合阳桂花清洁能源有限公司合阳50兆瓦光伏电站项目 | Shaanxi Province Weinan Heyang County Guihua solar farm | -- | 光伏 | PV | 50 | operating | 2015 | Shaanxi Guihua Clean Energy Co Ltd [100%] | Shaanxi Heyang Guihua Clean Energy | 35.0851 | 110.0416 | L100000801926 | G100000802240 | https://www.gem.wiki/Shaanxi_Province_Weinan_Heyang_County_Guihua_solar_farm | Global Solar Power Tracker - February 2026 |  | 不适用 | 运行参数继承参考Generators_data.csv的风电/光伏设定
378 | SN | 1 | 陕西 | Weinan | Heyang | 智远合阳50兆瓦光伏发电项目 | Shaanxi Province Weinan Heyang County Zhiyuan solar farm | -- | 光伏 | PV | 50 | operating | 2015 | CGN Solar Energy Development Co Ltd [100%] | Heyang Zhiyuan New Energy | 35.1607 | 110.0405 | L100000801927 | G100000802241 | https://www.gem.wiki/Shaanxi_Province_Weinan_Heyang_County_Zhiyuan_solar_farm | Global Solar Power Tracker - February 2026 |  | 不适用 | 运行参数继承参考Generators_data.csv的风电/光伏设定
379 | SN | 1 | 陕西 | Xi'an | Beilin District | 国家能源集团陕西卧龙光伏项目 | Shaanxi Province Wolong Guoneng solar farm | -- | 光伏 | PV | 50 | operating | 2021 | National Energy Investment Group Co Ltd [100%] | National Energy Investment Group | 34.2556 | 108.9725 | L100000802304 | G100000802760 | https://www.gem.wiki/Shaanxi_Province_Wolong_Guoneng_solar_farm | Global Solar Power Tracker - February 2026 |  | 不适用 | 运行参数继承参考Generators_data.csv的风电/光伏设定
380 | SN | 1 | 陕西 | Xianyang | Yongshou | 中广核陕西永寿200兆瓦光伏 | Shaanxi Province Xianyang Yongshou CGN solar farm | -- | 光伏 | PV | 200 | operating | 2020 | CGN Solar Energy Development Co Ltd [100%] | Hengshan Yulong New Energy | 34.6868 | 108.1372 | L100000801928 | G100000802242 | https://www.gem.wiki/Shaanxi_Province_Xianyang_Yongshou_CGN_solar_farm | Global Solar Power Tracker - February 2026 |  | 不适用 | 运行参数继承参考Generators_data.csv的风电/光伏设定
381 | SN | 1 | 陕西 | Yulin | Yuyang District | 榆阳区神树畔煤矿50MW 光伏农业项目 | Shaanxi Province Yuyang District Shenshupan solar farm | -- | 光伏 | PV | 50 | operating | 2023 | Yulin Ruiyite New Energy Co Ltd [100%] | Yulin Zhiguang New Energy | 38.4696 | 109.9862 | L100000801939 | G100000802253 | https://www.gem.wiki/Shaanxi_Province_Yuyang_District_Shenshupan_solar_farm | Global Solar Power Tracker - February 2026 |  | 不适用 | 运行参数继承参考Generators_data.csv的风电/光伏设定
382 | SN | 1 | 陕西 | Yulin | Yuyang District | 榆林江山永宸300兆瓦丰融光伏发电项目 | Shaanxi Province Yuyang Jiangshan Yongchen solar farm | -- | 光伏 | PV | 300 | operating | 2017 | Beijing United Rongbang New Energy Technology Co Ltd [100%] | Yulin Jiangshan Yongchen New Energy | 38.8032 | 109.6794 | L100000801950 | G100000802264 | https://www.gem.wiki/Shaanxi_Province_Yuyang_Jiangshan_Yongchen_solar_farm | Global Solar Power Tracker - February 2026 |  | 不适用 | 运行参数继承参考Generators_data.csv的风电/光伏设定
383 | SN | 1 | 陕西 | Yulin | Yuyang District | 旷达榆阳区50兆瓦光伏电站项目 | Shaanxi Province Yuyang Kuangda solar farm | -- | 光伏 | PV | 50 | operating | 2016 | Changzhou Kuangda Sunshine Energy Co Ltd [100%] | Yulin Kuangda Photovoltaic Power Generation | 38.5143 | 109.8678 | L100000801951 | G100000802265 | https://www.gem.wiki/Shaanxi_Province_Yuyang_Kuangda_solar_farm | Global Solar Power Tracker - February 2026 |  | 不适用 | 运行参数继承参考Generators_data.csv的风电/光伏设定
384 | SN | 1 | 陕西 | Yulin | Yuyang District | 黄河光伏新晶榆阳50MWp项目 | Shaanxi Province Yuyang Xinjing solar farm | -- | 光伏 | PV | 50 | operating | 2019 | Xi'an Huanghe Photovoltaic Technology Co Ltd [100%] | Yulin Xinjing Solar Power Generation | 38.2466 | 109.3926 | L100000801948 | G100000802262 | https://www.gem.wiki/Shaanxi_Province_Yuyang_Xinjing_solar_farm | Global Solar Power Tracker - February 2026 |  | 不适用 | 运行参数继承参考Generators_data.csv的风电/光伏设定
385 | SN | 1 | 陕西 | Yulin | Yuyang District | 榆能榆阳区300兆瓦光伏平价上网项目 | Shaanxi Province Yuyang Yuneng "Unsubsidized " solar farm | -- | 光伏 | PV | 300 | operating | 2024 | Shaanxi Yulin Energy Group New Energy Technology Co Ltd [100%] | Shaanxi Yuneng Changxing New Energy | 38.6480 | 109.9784 | L100000801946 | G100000802260 | https://www.gem.wiki/Shaanxi_Province_Yuyang_Yuneng_"Unsubsidized_"_solar_farm | Global Solar Power Tracker - February 2026 |  | 不适用 | 运行参数继承参考Generators_data.csv的风电/光伏设定
386 | SN | 1 | 陕西 | Weinan | Pucheng | 蒲城排碱渠改造提升综合利用5万千瓦光伏项目 | Shaanxi Pucheng Canal Dealkalization Comprehensive Use solar farm | -- | 光伏 | PV | 50 | operating | 2024 | Shaanxi Huadian New Energy Power Generation Co Ltd [100%] |  | 34.8398 | 109.5679 | L100000827154 | G100000830613 | https://www.gem.wiki/Shaanxi_Pucheng_Canal_Dealkalization_Comprehensive_Use_solar_farm | Global Solar Power Tracker - February 2026 |  | 不适用 | 运行参数继承参考Generators_data.csv的风电/光伏设定
387 | SN | 1 | 陕西 | Weinan | Pucheng | 大唐蒲城椿林 100 兆瓦农光互补发电项目 | Shaanxi Pucheng Chunlin solar power plant | -- | 光伏 | PV | 100 | operating | 2025 | Datang Shaanxi Power Generation Co Ltd [100%] | Datang Pucheng Number 2 Power Generation | 35.8894 | 109.1357 | L100000811054 | G100000813506 | https://www.gem.wiki/Shaanxi_Pucheng_Chunlin_solar_power_plant | Global Solar Power Tracker - February 2026 |  | 不适用 | 运行参数继承参考Generators_data.csv的风电/光伏设定
388 | SN | 1 | 陕西 | Weinan | Pucheng | 大唐蒲城高阳（尧山）100兆瓦农光互补发电项目 | Shaanxi Pucheng Gaoyang solar power plant | -- | 光伏 | PV | 100 | operating | 2025 | Datang Shaanxi Power Generation Co Ltd [100%] | Datang Pucheng Number 2 Power Generation | 35.8894 | 109.1357 | L100000811055 | G100000813507 | https://www.gem.wiki/Shaanxi_Pucheng_Gaoyang_solar_power_plant | Global Solar Power Tracker - February 2026 |  | 不适用 | 运行参数继承参考Generators_data.csv的风电/光伏设定
389 | SN | 1 | 陕西 | Weinan | Pucheng | 大唐蒲城洛滨300MW农光互补项目 | Shaanxi Pucheng Luobin solar power plant | -- | 光伏 | PV | 300 | operating | 2023 | Datang Shaanxi Power Generation Co Ltd [100%] | Datang Pucheng Number 2 Power Generation | 35.8894 | 109.1357 | L100000811056 | G100000813508 | https://www.gem.wiki/Shaanxi_Pucheng_Luobin_solar_power_plant | Global Solar Power Tracker - February 2026 |  | 不适用 | 运行参数继承参考Generators_data.csv的风电/光伏设定
390 | SN | 1 | 陕西 | Weinan | Pucheng | 隆基蒲城孙镇50MW农光互补项目 | Shaanxi Pucheng Sunzhen Agriculture solar farm | 1 | 光伏 | PV | 50 | operating | 2021 | Central Enterprise Poor Areas (Shaanxi) Industrial Investment Fund Partnership [49%]; Shaanxi Hydropower Development Co Ltd [51%] | Pucheng Longji Ecological Agriculture Photovoltaic New Energy | 34.9561 | 109.5833 | L100000811058 | G100000813510 | https://www.gem.wiki/Shaanxi_Pucheng_Sunzhen_Agriculture_solar_farm | Global Solar Power Tracker - February 2026 |  | 不适用 | 运行参数继承参考Generators_data.csv的风电/光伏设定
391 | SN | 1 | 陕西 | Weinan | Pucheng | 蒲城孙镇二期50MW农光互补光伏项目 | Shaanxi Pucheng Sunzhen Agriculture solar farm | 2 | 光伏 | PV | 50 | operating | 2020 | Central Enterprise Poor Areas (Shaanxi) Industrial Investment Fund Partnership [49%]; Shaanxi Hydropower Development Co Ltd [51%] | Pucheng Longji Ecological Agriculture Photovoltaic New Energy | 35.0042 | 109.7852 | L100000811058 | G100000813511 | https://www.gem.wiki/Shaanxi_Pucheng_Sunzhen_Agriculture_solar_farm | Global Solar Power Tracker - February 2026 |  | 不适用 | 运行参数继承参考Generators_data.csv的风电/光伏设定
392 | SN | 1 | 陕西 | Xianyang | Qian | 乾县海螺屋顶分布式光伏项目 | Shaanxi Qian County Conch Rooftop solar project | -- | 光伏 | Assumed PV | 4.7 | operating |  |  |  | 34.5308 | 108.2399 | L100001031279 | G100001036551 | https://www.gem.wiki/Shaanxi_Qian_County_Conch_Rooftop_solar_project | Global Solar Power Tracker - February 2026 |  | 不适用 | 运行参数继承参考Generators_data.csv的风电/光伏设定
393 | SN | 1 | 陕西 | Baoji | Qianyang | 千阳县隆和100MW光伏复合发电项目 | Shaanxi Qianyang Caobizhen (Longhe) solar farm | -- | 光伏 | PV | 100 | operating | 2020 | Baoji Longfujia Power Generation Co Ltd [100%] | Baoji Longhe Green Energy New Energy | 34.7588 | 107.1664 | L100000811059 | G100000813512 | https://www.gem.wiki/Shaanxi_Qianyang_Caobizhen_(Longhe)_solar_farm | Global Solar Power Tracker - February 2026 |  | 不适用 | 运行参数继承参考Generators_data.csv的风电/光伏设定
394 | SN | 1 | 陕西 | Baoji | Qianyang | 千阳县宝源光伏电力开发有限公司千阳20兆瓦光伏电站 | Shaanxi Qianyang Caobizhen Baoyuan solar farm | -- | 光伏 | PV | 20 | operating | 2016 | China Nuclear Exchange Energy Co Ltd [100%] | Qianyang Baoyuan Photovoltaic Power Development | 34.7512 | 107.0273 | L100000802592 | G100000803062 | https://www.gem.wiki/Shaanxi_Qianyang_Caobizhen_Baoyuan_solar_farm | Global Solar Power Tracker - February 2026 |  | 不适用 | 运行参数继承参考Generators_data.csv的风电/光伏设定
395 | SN | 1 | 陕西 | Xianyang | Qindu District | 陕西法士特智能制动系统有限责任公司分布式光伏项目 | Shaanxi Qindu Fast Intelligent Braking System solar project | -- | 光伏 | Assumed PV | 4.5 | operating |  |  |  | 34.3306 | 108.7016 | L100001031282 | G100001036554 | https://www.gem.wiki/Shaanxi_Qindu_Fast_Intelligent_Braking_System_solar_project | Global Solar Power Tracker - February 2026 |  | 不适用 | 运行参数继承参考Generators_data.csv的风电/光伏设定
396 | SN | 1 | 陕西 | Xianyang | Qindu District | 西安君能清洁能源有限公司咸阳法士特屋顶分布式光伏项目 | Shaanxi Qindu Xi'an Junneng Clean Energy Xianyang Fast Rooftop solar project | -- | 光伏 | Assumed PV | 2.4 | operating |  |  |  | 34.3306 | 108.7016 | L100001031280 | G100001036552 | https://www.gem.wiki/Shaanxi_Qindu_Xi'an_Junneng_Clean_Energy_Xianyang_Fast_Rooftop_solar_project | Global Solar Power Tracker - February 2026 |  | 不适用 | 运行参数继承参考Generators_data.csv的风电/光伏设定
397 | SN | 1 | 陕西 | Yulin | Qingjian | 陕西华电清涧5万千瓦复合光伏发电项目 | Shaanxi Qingjian (Huadian) 50 MW solar farm | -- | 光伏 | PV | 50 | operating | 2025 | Shaanxi Huadian New Energy Power Generation Co Ltd [100%] | Shaanxi Huadian Qingjian New Energy | 37.1620 | 110.0820 | L100000827158 | G100000830617 | https://www.gem.wiki/Shaanxi_Qingjian_(Huadian)_50_MW_solar_farm | Global Solar Power Tracker - February 2026 |  | 不适用 | 运行参数继承参考Generators_data.csv的风电/光伏设定
398 | SN | 1 | 陕西 | Baoji | Qishan | 旭杰宝法屋顶光伏建设项目一期 | Shaanxi Qishan Xujie Baofa Rooftop Photovoltaic Construction Project solar project I | -- | 光伏 | Assumed PV | 1 | operating |  |  |  | 34.4479 | 107.7111 | L100001031962 | G100001037235 | https://www.gem.wiki/Shaanxi_Qishan_Xujie_Baofa_Rooftop_Photovoltaic_Construction_Project_solar_project_I | Global Solar Power Tracker - February 2026 |  | 不适用 | 运行参数继承参考Generators_data.csv的风电/光伏设定
399 | SN | 1 | 陕西 | Baoji | Qishan | 旭杰宝法屋顶光伏建设项目二期 | Shaanxi Qishan Xujie Baofa Rooftop Photovoltaic Construction Project solar project II | -- | 光伏 | Assumed PV | 1 | operating |  |  |  | 34.4479 | 107.7111 | L100001031963 | G100001037236 | https://www.gem.wiki/Shaanxi_Qishan_Xujie_Baofa_Rooftop_Photovoltaic_Construction_Project_solar_project_II | Global Solar Power Tracker - February 2026 |  | 不适用 | 运行参数继承参考Generators_data.csv的风电/光伏设定
400 | SN | 1 | 陕西 | Baoji | Qishan | 旭杰宝铸屋顶光伏建设项目 | Shaanxi Qishan Xujie Baozhu Rooftop Photovoltaic Construction Project solar project | -- | 光伏 | Assumed PV | 3.6 | operating |  |  |  | 34.4479 | 107.7111 | L100001031964 | G100001037237 | https://www.gem.wiki/Shaanxi_Qishan_Xujie_Baozhu_Rooftop_Photovoltaic_Construction_Project_solar_project | Global Solar Power Tracker - February 2026 |  | 不适用 | 运行参数继承参考Generators_data.csv的风电/光伏设定
401 | SN | 1 | 陕西 | Shangluo |  | 陕西商洛高新能源科技有限公司 | Shaanxi Shangluo High-tech Energy Technology solar project | -- | 光伏 | PV | 1 | operating | 2017 |  |  | 33.8691 | 109.9378 | L100001013999 | G100001015384 | https://www.gem.wiki/Shaanxi_Shangluo_High-tech_Energy_Technology_solar_project | Global Solar Power Tracker - February 2026 |  | 不适用 | 运行参数继承参考Generators_data.csv的风电/光伏设定
402 | SN | 1 | 陕西 | Shangluo | Shangzhou District | 陕投商州区100MW光伏电站 | Shaanxi Shangzhou (Shaanxi Investment) solar farm | 1 | 光伏 | PV | 100 | operating | 2023 | Shaanxi Hydropower Development Co Ltd [100%] | Shaanxi Investment Shangluo Clean Energy | 33.9106 | 109.7155 | L100000827160 | G100000830619 | https://www.gem.wiki/Shaanxi_Shangzhou_(Shaanxi_Investment)_solar_farm | Global Solar Power Tracker - February 2026 |  | 不适用 | 运行参数继承参考Generators_data.csv的风电/光伏设定
403 | SN | 1 | 陕西 | Shangluo | Shangzhou District | 国家电投商州夜村10万千瓦光伏项目 | Shaanxi Shangzhou Yecun solar farm | -- | 光伏 | PV | 100 | operating | 2025 | State Power Investment Group Shaanxi New Energy Co Ltd [100%] |  | 33.7470 | 110.1680 | L100000827163 | G100000830622 | https://www.gem.wiki/Shaanxi_Shangzhou_Yecun_solar_farm | Global Solar Power Tracker - February 2026 |  | 不适用 | 运行参数继承参考Generators_data.csv的风电/光伏设定
404 | SN | 1 | 陕西 | Shangluo | Shanyang | 山阳县高新区电子信息产业园四期屋顶1.75MWp分布式光伏发电项目 | Shaanxi Shanyang County High-tech Zone Electronic Information Industrial Park Rooftop solar project | -- | 光伏 | Assumed PV | 1.8 | operating |  |  |  | 33.4561 | 109.9633 | L100001031262 | G100001036534 | https://www.gem.wiki/Shaanxi_Shanyang_County_High-tech_Zone_Electronic_Information_Industrial_Park_Rooftop_solar_project | Global Solar Power Tracker - February 2026 |  | 不适用 | 运行参数继承参考Generators_data.csv的风电/光伏设定
405 | SN | 1 | 陕西 | Yulin | Fugu | 神府-河北南三峡能源陕西府谷15万千瓦神网特高压通道配套农光互补项目 | Shaanxi Shenfu - South Hebei Power Export Fugu (Three Gorges) solar farm | -- | 光伏 | PV | 150 | operating | 2025 | China Three Gorges Renewables (Group) Co Ltd [100%] | Three Gorges New Energy Fugu Power Generation | 39.1375 | 110.8987 | L100000811021 | G100000813471 | https://www.gem.wiki/Shaanxi_Shenfu_-_South_Hebei_Power_Export_Fugu_(Three_Gorges)_solar_farm | Global Solar Power Tracker - February 2026 |  | 不适用 | 运行参数继承参考Generators_data.csv的风电/光伏设定
406 | SN | 1 | 陕西 | Yulin | Shenmu City | 神能集团神木5万千瓦光伏发电项目 | Shaanxi Shenmu (Shenmu Energy) solar farm | -- | 光伏 | PV | 50 | operating | 2025 | Shaanxi Shenmu Energy Group Co Ltd [100%] |  | 39.0296 | 109.8291 | L100000827168 | G100000830627 | https://www.gem.wiki/Shaanxi_Shenmu_(Shenmu_Energy)_solar_farm | Global Solar Power Tracker - February 2026 |  | 不适用 | 运行参数继承参考Generators_data.csv的风电/光伏设定
407 | SN | 1 | 陕西 | Yulin | Shenmu City | 榆能神木10万千瓦光伏项目 | Shaanxi Shenmu (Yulin Energy) solar farm | -- | 光伏 | PV | 100 | operating | 2024 | Shaanxi Yulin Energy Hengxin New Energy Co Ltd |  | 38.7550 | 109.9573 | L100001018974 | G100001021319 | https://www.gem.wiki/Shaanxi_Shenmu_(Yulin_Energy)_solar_farm | Global Solar Power Tracker - February 2026 |  | 不适用 | 运行参数继承参考Generators_data.csv的风电/光伏设定
408 | SN | 1 | 陕西 | Yulin | Shenmu City | 国能神木至河北南网100万千瓦光伏基地摆言采当30万千瓦光伏项目 | Shaanxi Shenmu - Hebei Power Export Baiyancaidang 300 MW solar power plant | -- | 光伏 | PV | 300 | operating | 2024 |  | Guodian Power Shaanxi New Energy Development | 38.7120 | 109.8220 | L100000827165 | G100000830624 | https://www.gem.wiki/Shaanxi_Shenmu_-_Hebei_Power_Export_Baiyancaidang_300_MW_solar_power_plant | Global Solar Power Tracker - February 2026 |  | 不适用 | 运行参数继承参考Generators_data.csv的风电/光伏设定
409 | SN | 1 | 陕西 | Yulin | Shenmu City | 国能神木至河北南网100万千瓦光伏基地摆言采当40万千瓦光伏项目 | Shaanxi Shenmu - Hebei Power Export Baiyancaidang 400 MW solar power plant | -- | 光伏 | PV | 300 | operating | 2024 |  | Guodian Power Shaanxi New Energy Development | 38.7110 | 109.7140 | L100000827166 | G100000830625 | https://www.gem.wiki/Shaanxi_Shenmu_-_Hebei_Power_Export_Baiyancaidang_400_MW_solar_power_plant | Global Solar Power Tracker - February 2026 |  | 不适用 | 运行参数继承参考Generators_data.csv的风电/光伏设定
410 | SN | 1 | 陕西 | Yulin | Shenmu City | 国能神木至河北南网100万千瓦光伏基地石拉界15万千瓦光伏项目 | Shaanxi Shenmu - Hebei Power Export Shilajie solar power plant | -- | 光伏 | PV | 150 | operating | 2024 |  | Guodian Power Shaanxi New Energy Development | 38.6930 | 109.8740 | L100000827167 | G100000830626 | https://www.gem.wiki/Shaanxi_Shenmu_-_Hebei_Power_Export_Shilajie_solar_power_plant | Global Solar Power Tracker - February 2026 |  | 不适用 | 运行参数继承参考Generators_data.csv的风电/光伏设定
411 | SN | 1 | 陕西 | Yulin | Shenmu City | 国能神木至河北南网100万千瓦光伏基地石拉界瑶梁15万千瓦光伏项目 | Shaanxi Shenmu - Hebei Power Export Shilajie Yaoliang solar power plant | -- | 光伏 | PV | 150 | operating | 2024 | China Shenhua Energy Co Ltd [70%]; Ducheng Weiye Group Co Ltd [30%] | State Energy Investment Jinjie Energy | 38.7270 | 109.8420 | L100000811064 | G100000813517 | https://www.gem.wiki/Shaanxi_Shenmu_-_Hebei_Power_Export_Shilajie_Yaoliang_solar_power_plant | Global Solar Power Tracker - February 2026 |  | 不适用 | 运行参数继承参考Generators_data.csv的风电/光伏设定
412 | SN | 1 | 陕西 | Yulin | Shenmu City | 国能榆林能源神木10 万千瓦光伏发电项目 | Shaanxi Shenmu 100 MW (China Energy Investment) solar farm | -- | 光伏 | PV | 100 | operating | 2025 |  | China Energy Investment Yulin | 38.8270 | 110.3080 | L100000827169 | G100000830628 | https://www.gem.wiki/Shaanxi_Shenmu_100_MW_(China_Energy_Investment)_solar_farm | Global Solar Power Tracker - February 2026 |  | 不适用 | 运行参数继承参考Generators_data.csv的风电/光伏设定
413 | SN | 1 | 陕西 | Yulin | Shenmu City | 神木市百亿莱种养殖家庭农场 1200 千瓦屋顶分布式光伏发电项目 | Shaanxi Shenmu City Ten Billion Raisin Breeding Family Farm Rooftop solar project | -- | 光伏 | Assumed PV | 1.2 | operating |  |  |  | 38.8363 | 110.3107 | L100001031978 | G100001037251 | https://www.gem.wiki/Shaanxi_Shenmu_City_Ten_Billion_Raisin_Breeding_Family_Farm_Rooftop_solar_project | Global Solar Power Tracker - February 2026 |  | 不适用 | 运行参数继承参考Generators_data.csv的风电/光伏设定
414 | SN | 1 | 陕西 | Yulin | Shenmu City | 陕西神能投大保当100 兆瓦光伏发电项目 | Shaanxi Shenmu Dabaodang (China Energy Investment) solar farm | -- | 光伏 | PV | 100 | operating | 2024 |  | Shaanxi Shennengtou New Energy | 39.2270 | 110.2350 | L100000828709 | G100000832414 | https://www.gem.wiki/Shaanxi_Shenmu_Dabaodang_(China_Energy_Investment)_solar_farm | Global Solar Power Tracker - February 2026 |  | 不适用 | 运行参数继承参考Generators_data.csv的风电/光伏设定
415 | SN | 1 | 陕西 | Yulin | Shenmu City | 榆能神木大保当镇啊芦太100兆瓦光伏项目 | Shaanxi Shenmu Dabaodang Alutai solar farm | -- | 光伏 | PV | 100 | operating | 2024 | Shaanxi Yulin Energy Group Co Ltd [100%] |  | 38.8420 | 109.8460 | L100000827170 | G100000830629 | https://www.gem.wiki/Shaanxi_Shenmu_Dabaodang_Alutai_solar_farm | Global Solar Power Tracker - February 2026 |  | 不适用 | 运行参数继承参考Generators_data.csv的风电/光伏设定
416 | SN | 1 | 陕西 | Yulin | Shenmu City | 国华神木光伏电站（贾家梁） | Shaanxi Shenmu Jiajialiang Guohua solar farm | -- | 光伏 | PV | 50 | operating | 2016 | National Energy Group New Energy Co Ltd [100%] | Guohua (Shenmu) New Energy CO LTD （ | 38.8425 | 110.4980 | L100000802852 | G100000803331 | https://www.gem.wiki/Shaanxi_Shenmu_Jiajialiang_Guohua_solar_farm | Global Solar Power Tracker - February 2026 |  | 不适用 | 运行参数继承参考Generators_data.csv的风电/光伏设定
417 | SN | 1 | 陕西 | Yulin | Shenmu City | 佳明神木50兆瓦光伏电站项目 | Shaanxi Shenmu Jiaming solar farm | -- | 光伏 | PV | 50 | operating | 2017 | Wang Jiayin [100%] | Shenmu Jiaming New Energy | 38.8421 | 110.4981 | L100000802887 | G100000803367 | https://www.gem.wiki/Shaanxi_Shenmu_Jiaming_solar_farm | Global Solar Power Tracker - February 2026 |  | 不适用 | 运行参数继承参考Generators_data.csv的风电/光伏设定
418 | SN | 1 | 陕西 | Yulin | Shenmu City | 晶登神木100兆瓦光伏电站项目 | Shaanxi Shenmu Jingdeng solar farm | 1 | 光伏 | PV | 50 | operating | 2016 | Xi'an Xiexin New Energy Management Co Ltd [10%]; Ningxia Hanguang New Energy Co Ltd [90%] | Shenmu Jingdeng Power | 38.6721 | 110.3382 | L100000803589 | G100000804121 | https://www.gem.wiki/Shaanxi_Shenmu_Jingdeng_solar_farm | Global Solar Power Tracker - February 2026 |  | 不适用 | 运行参数继承参考Generators_data.csv的风电/光伏设定
419 | SN | 1 | 陕西 | Yulin | Shenmu City | 晶普神木100兆瓦光伏电站项目二期 | Shaanxi Shenmu Jingdeng solar farm | 2 | 光伏 | PV | 50 | operating | 2016 | Xi'an Xiexin New Energy Management Co Ltd [10%]; Ningxia Hanguang New Energy Co Ltd [90%] | Shenmu Jingpu Electric Power | 38.6721 | 110.3382 | L100000803589 | G100000804133 | https://www.gem.wiki/Shaanxi_Shenmu_Jingdeng_solar_farm | Global Solar Power Tracker - February 2026 |  | 不适用 | 运行参数继承参考Generators_data.csv的风电/光伏设定
420 | SN | 1 | 陕西 | Yulin | Shenmu City | 晶普神木100兆瓦光伏电站项目一期 | Shaanxi Shenmu Jingpu solar farm | 1 | 光伏 | PV | 50 | operating | 2016 | Xi'an Xiexin New Energy Management Co Ltd [10%]; Ningxia Hanguang New Energy Co Ltd [90%] | Shenmu Jingpu Electric Power | 38.6721 | 110.3382 | L100000803604 | G100000804137 | https://www.gem.wiki/Shaanxi_Shenmu_Jingpu_solar_farm | Global Solar Power Tracker - February 2026 |  | 不适用 | 运行参数继承参考Generators_data.csv的风电/光伏设定
421 | SN | 1 | 陕西 | Yulin | Shenmu City | 陕西精益化工神木光伏项目 | Shaanxi Shenmu Jingyi Chemical solar power plant | -- | 光伏 | PV | 100 | operating | 2024 | Shaanxi Jingyi Chemical Co Ltd |  | 38.7163 | 109.9042 | L100000811508 | G100000814007 | https://www.gem.wiki/Shaanxi_Shenmu_Jingyi_Chemical_solar_power_plant | Global Solar Power Tracker - February 2026 |  | 不适用 | 运行参数继承参考Generators_data.csv的风电/光伏设定
422 | SN | 1 | 陕西 | Yulin | Shenmu City | 陕西北元化工锦界光伏发电项目 | Shaanxi Shenmu Jinjie Beiyuan Chemical solar power plant | -- | 光伏 | PV | 300 | operating | 2025 | Shaanxi Beiyuan Chemical Group Co Ltd [100%] |  | 38.8363 | 110.3107 | L100000811060 | G100000813513 | https://www.gem.wiki/Shaanxi_Shenmu_Jinjie_Beiyuan_Chemical_solar_power_plant | Global Solar Power Tracker - February 2026 |  | 不适用 | 运行参数继承参考Generators_data.csv的风电/光伏设定
423 | SN | 1 | 陕西 | Yulin | Shenmu City | 平西神木50兆瓦光伏电站项目 | Shaanxi Shenmu Jinjie Jingfu solar farm | -- | 光伏 | PV | 50 | operating | 2016 | Suzhou Xiexin New Energy Investment Co Ltd [10%]; Ningxia Hanguang New Energy Co Ltd [90%] | Shenmu Pingxi Electric Power | 38.7216 | 110.1493 | L100000803593 | G100000804125 | https://www.gem.wiki/Shaanxi_Shenmu_Jinjie_Jingfu_solar_farm | Global Solar Power Tracker - February 2026 |  | 不适用 | 运行参数继承参考Generators_data.csv的风电/光伏设定
424 | SN | 1 | 陕西 | Yulin | Shenmu City | 平元神木50兆瓦光伏电站项目 | Shaanxi Shenmu Jinjie Pingyuan solar farm | -- | 光伏 | PV | 50 | operating | 2016 | Suzhou Xiexin New Energy Investment Co Ltd [10%]; Ningxia Hanguang New Energy Co Ltd [90%] | Shenmu Pingyuan Power | 38.7216 | 110.1493 | L100000803584 | G100000804116 | https://www.gem.wiki/Shaanxi_Shenmu_Jinjie_Pingyuan_solar_farm | Global Solar Power Tracker - February 2026 |  | 不适用 | 运行参数继承参考Generators_data.csv的风电/光伏设定
425 | SN | 1 | 陕西 | Yulin | Shenmu City | 陕西龙华集团神木200MW光伏项目 | Shaanxi Shenmu Longhua solar power plant | -- | 光伏 | PV | 200 | operating | 2025 | Shaanxi Longhua Group Coal Technology Development Co Ltd [100%] |  | 38.5543 | 110.2102 | L100000811061 | G100000813514 | https://www.gem.wiki/Shaanxi_Shenmu_Longhua_solar_power_plant | Global Solar Power Tracker - February 2026 |  | 不适用 | 运行参数继承参考Generators_data.csv的风电/光伏设定
426 | SN | 1 | 陕西 | Yulin | Shenmu City | 普天神木50兆瓦光伏电站项目 | Shaanxi Shenmu Putian solar farm | -- | 光伏 | PV | 50 | operating | 2017 | Fu Yuexia [100%] | Shenmu Putian New Energy | 38.8421 | 110.4981 | L100000802888 | G100000803368 | https://www.gem.wiki/Shaanxi_Shenmu_Putian_solar_farm | Global Solar Power Tracker - February 2026 |  | 不适用 | 运行参数继承参考Generators_data.csv的风电/光伏设定
427 | SN | 1 | 陕西 | Yulin | Shenmu City | 顺利神木40MW光伏（界口墩） | Shaanxi Shenmu Shunli solar farm | -- | 光伏 | PV | 40 | operating | 2016 | Shaanxi Jinyuan New Energy Co Ltd [100%] | Shenmu Shunli New Energy | 38.5522 | 110.2989 | L100000802867 | G100000803347 | https://www.gem.wiki/Shaanxi_Shenmu_Shunli_solar_farm | Global Solar Power Tracker - February 2026 |  | 不适用 | 运行参数继承参考Generators_data.csv的风电/光伏设定
428 | SN | 1 | 陕西 | Yulin | Shenmu City | 远航神木30兆瓦光伏电站 | Shaanxi Shenmu Yuanhang solar farm | -- | 光伏 | PV | 30 | operating | 2017 | Hefei Qinyang New Energy Technology Co Ltd [100%] | Shenmu Yuanhang New Energy Development | 38.6721 | 110.3382 | L100000803600 | G100000804132 | https://www.gem.wiki/Shaanxi_Shenmu_Yuanhang_solar_farm | Global Solar Power Tracker - February 2026 |  | 不适用 | 运行参数继承参考Generators_data.csv的风电/光伏设定
429 | SN | 1 | 陕西 | Yulin | Shenmu City | 榆林市清水工业园供水有限责任公司分布式光伏发电项目 | Shaanxi Shenmu Yulin Qingshui Industrial Park Water Supply solar project | -- | 光伏 | Assumed PV | 1.9 | operating |  |  |  | 38.8363 | 110.3107 | L100001031290 | G100001036562 | https://www.gem.wiki/Shaanxi_Shenmu_Yulin_Qingshui_Industrial_Park_Water_Supply_solar_project | Global Solar Power Tracker - February 2026 |  | 不适用 | 运行参数继承参考Generators_data.csv的风电/光伏设定
430 | SN | 1 | 陕西 | Yulin | Shenmu City | 烽尚（兰塔）榆神30MW光伏项目 | Shaanxi Shenmu Yushen (Fengshang) solar farm | -- | 光伏 | PV | 22 | operating | 2018 | Shaanxi Shenmu Fengshang Clean Energy Development Co Ltd |  | 38.6620 | 110.0630 | L100001050152 | G100001057848 | https://www.gem.wiki/Shaanxi_Shenmu_Yushen_(Fengshang)_solar_farm | Global Solar Power Tracker - February 2026 |  | 不适用 | 运行参数继承参考Generators_data.csv的风电/光伏设定
431 | SN | 1 | 陕西 | Yulin | Shenmu City | 绿源神木20兆瓦光伏电站项目 | Shaanxi Shenmu Zhongji Lvyuan solar farm | -- | 光伏 | PV | 20 | operating | 2016 | Shanxi Zhangze Power New Energy Investment Co Ltd [100%] | Shenmu Lvyuan New Energy Power | 39.1278 | 109.9974 | L100000803591 | G100000804123 | https://www.gem.wiki/Shaanxi_Shenmu_Zhongji_Lvyuan_solar_farm | Global Solar Power Tracker - February 2026 |  | 不适用 | 运行参数继承参考Generators_data.csv的风电/光伏设定
432 | SN | 1 | 陕西 | Yulin | Shenmu City | 绿源神木30兆瓦光伏电站项目 | Shaanxi Shenmu Zhongjiu solar farm | -- | 光伏 | PV | 30 | operating | 2016 | Shanxi Zhangze Power New Energy Investment Co Ltd [100%] | Shenmu Lvyuan New Energy Power | 38.6721 | 110.3382 | L100000803595 | G100000804127 | https://www.gem.wiki/Shaanxi_Shenmu_Zhongjiu_solar_farm | Global Solar Power Tracker - February 2026 |  | 不适用 | 运行参数继承参考Generators_data.csv的风电/光伏设定
433 | SN | 1 | 陕西 | Tongchuan | Yijun | 铜川光伏技术领跑基地宜君县天兴250兆瓦光伏发电项目 | Shaanxi Tongchuan "Front Runner" Tianxing solar farm | -- | 光伏 | PV | 250 | operating | 2019 | Changzhou Zhuohui New Energy Development Co Ltd [100%] | Yijun Tianxing New Energy | 35.3990 | 109.1169 | L100000802869 | G100000803349 | https://www.gem.wiki/Shaanxi_Tongchuan_"Front_Runner"_Tianxing_solar_farm | Global Solar Power Tracker - February 2026 |  | 不适用 | 运行参数继承参考Generators_data.csv的风电/光伏设定
434 | SN | 1 | 陕西 | Tongchuan | Yijun | 铜川光伏技术领跑基地宜君县峡光250兆瓦光伏发电项目 | Shaanxi Tongchuan "Front Runner" Xiaguang solar farm | -- | 光伏 | PV | 250 | operating | 2019 | Xi'an Lvsheng Clean Energy Co Ltd [51%]; China Three Gorges New Energy Co Ltd [49%] | Tongchuan Xiaguang New Energy Power Generation | 35.3990 | 109.1169 | L100000802870 | G100000803350 | https://www.gem.wiki/Shaanxi_Tongchuan_"Front_Runner"_Xiaguang_solar_farm | Global Solar Power Tracker - February 2026 |  | 不适用 | 运行参数继承参考Generators_data.csv的风电/光伏设定
435 | SN | 1 | 陕西 | Tongchuan | Yijun | 铜川市刘家埝光伏电站 | Shaanxi Tongchuan Liujianian solar farm | -- | 光伏 | PV | 250 | operating | 2019 | Xi'an Lvsheng Clean Energy Co Ltd [51%]; China Three Gorges New Energy (Group) Co Ltd [49%] | Tongchuan Xiaguang New Energy Power Generation | 35.2139 | 109.1855 | L100000827172 | G100000830631 | https://www.gem.wiki/Shaanxi_Tongchuan_Liujianian_solar_farm | Global Solar Power Tracker - February 2026 |  | 不适用 | 运行参数继承参考Generators_data.csv的风电/光伏设定
436 | SN | 1 | 陕西 | Tongchuan | Yaozhou District | 中广新能源耀州50兆瓦光伏电站 | Shaanxi Tongchuan Yaozhou Zhongguang solar farm | 1 | 光伏 | PV | 50 | operating | 2016 | CGN Solar Energy Development Co Ltd [100%] | Tongchuan Zhongguang New Energy | 34.9114 | 108.9817 | L100000802889 | G100000803369 | https://www.gem.wiki/Shaanxi_Tongchuan_Yaozhou_Zhongguang_solar_farm | Global Solar Power Tracker - February 2026 |  | 不适用 | 运行参数继承参考Generators_data.csv的风电/光伏设定
437 | SN | 1 | 陕西 | Tongchuan | Yaozhou District | 铜川中广新能源耀州二期50MW光伏电站项目 | Shaanxi Tongchuan Yaozhou Zhongguang solar farm | 2 | 光伏 | PV | 50 | operating | 2020 | CGN Solar Energy Development Co Ltd [100%] | Tongchuan Zhongguang New Energy | 34.9114 | 108.9817 | L100000802889 | G100000803370 | https://www.gem.wiki/Shaanxi_Tongchuan_Yaozhou_Zhongguang_solar_farm | Global Solar Power Tracker - February 2026 |  | 不适用 | 运行参数继承参考Generators_data.csv的风电/光伏设定
438 | SN | 1 | 陕西 | Tongchuan | Yintai District | 巨光印台30兆瓦光伏电站项目 | Shaanxi Tongchuan Yintai Juguang solar farm | -- | 光伏 | PV | 30 | operating | 2017 | Hou Kangqiang [55%]; Li Yongzhong [45%] | Tongchuan Juguang Photovoltaic Power Generation | 35.1148 | 109.0993 | L100000802880 | G100000803360 | https://www.gem.wiki/Shaanxi_Tongchuan_Yintai_Juguang_solar_farm | Global Solar Power Tracker - February 2026 |  | 不适用 | 运行参数继承参考Generators_data.csv的风电/光伏设定
439 | SN | 1 | 陕西 | Weinan | Tongguan | 陕西潼关代字营200兆瓦农光互补光伏发电项目 | Shaanxi Tongguan Daiziying solar farm | -- | 光伏 | PV | 200 | operating | 2024 | Guoneng Tongguan New Energy Co Ltd |  | 34.5362 | 110.3037 | L100001000480 | G100001000744 | https://www.gem.wiki/Shaanxi_Tongguan_Daiziying_solar_farm | Global Solar Power Tracker - February 2026 |  | 不适用 | 运行参数继承参考Generators_data.csv的风电/光伏设定
440 | SN | 1 | 陕西 | Weinan | Tongguan | 国能秦东200兆瓦农光互补光伏发电项目 | Shaanxi Tongguan Qindong (Guoneng) solar farm | -- | 光伏 | PV | 200 | operating | 2023 | China Energy Investment Group Shaanxi Power Co Ltd [100%] | Guoneng Tongguan New Energy | 34.6047 | 110.2873 | L100000828710 | G100000832415 | https://www.gem.wiki/Shaanxi_Tongguan_Qindong_(Guoneng)_solar_farm | Global Solar Power Tracker - February 2026 |  | 不适用 | 运行参数继承参考Generators_data.csv的风电/光伏设定
441 | SN | 1 | 陕西 | Xianyang | Weicheng District | 西咸新区中天建筑工业产业园附属厂房分布式光伏发电站项目 | Shaanxi Weicheng Xixian New District Zhongtian Construction Industrial Park Affiliated Factory solar project | -- | 光伏 | Assumed PV | 1.2 | operating |  |  |  | 34.3638 | 108.7344 | L100001031283 | G100001036555 | https://www.gem.wiki/Shaanxi_Weicheng_Xixian_New_District_Zhongtian_Construction_Industrial_Park_Affiliated_Factory_solar_project | Global Solar Power Tracker - February 2026 |  | 不适用 | 运行参数继承参考Generators_data.csv的风电/光伏设定
442 | SN | 1 | 陕西 | Jiaozuo | Shanyang District | 陕西威伏能源有限公司山阳分公司 | Shaanxi Weifu Energy Shanyang Branch solar project | -- | 光伏 | PV | 1 | operating | 2017 |  |  | 35.1856 | 113.2656 | L100001014000 | G100001015385 | https://www.gem.wiki/Shaanxi_Weifu_Energy_Shanyang_Branch_solar_project | Global Solar Power Tracker - February 2026 |  | 不适用 | 运行参数继承参考Generators_data.csv的风电/光伏设定
443 | SN | 1 | 陕西 | Weinan | Chengcheng | 渭南光伏领跑基地澄城县曹庄100MW光伏发电项目 | Shaanxi Weinan "Front Runner Chengcheng Caozhuang solar farm | -- | 光伏 | PV | 100 | operating | 2018 | Shaanxi Chemical Industry Group Co Ltd [10%]; Hengfeng County Jinghong Electric Power Co Ltd [90%] | Chengcheng Shengbu Photovoltaic Power | 35.2032 | 109.9692 | L100000802873 | G100000803353 | https://www.gem.wiki/Shaanxi_Weinan_"Front_Runner_Chengcheng_Caozhuang_solar_farm | Global Solar Power Tracker - February 2026 |  | 不适用 | 运行参数继承参考Generators_data.csv的风电/光伏设定
444 | SN | 1 | 陕西 | Weinan | Heyang | 渭南光伏领跑基地合阳县王村镇张家河100MW光伏发电项目 | Shaanxi Weinan "Front Runner Heyang Wangcunzhen solar farm | -- | 光伏 | PV | 100 | operating | 2018 | State Power Investment Corporation Shaanxi New Energy Co Ltd [100%] | State Power Investment Group Heyang New Energy Power Generation | 35.2409 | 110.0120 | L100000802874 | G100000803354 | https://www.gem.wiki/Shaanxi_Weinan_"Front_Runner_Heyang_Wangcunzhen_solar_farm | Global Solar Power Tracker - February 2026 |  | 不适用 | 运行参数继承参考Generators_data.csv的风电/光伏设定
445 | SN | 1 | 陕西 | Xi'an | Weiyang District | 西安黄河光伏科技股份有限公司屋顶分布式光伏发电项目 | Shaanxi Weiyang Rooftop solar project | -- | 光伏 | Assumed PV | 1.4 | operating |  |  |  | 34.2946 | 108.9416 | L100001031268 | G100001036540 | https://www.gem.wiki/Shaanxi_Weiyang_Rooftop_solar_project | Global Solar Power Tracker - February 2026 |  | 不适用 | 运行参数继承参考Generators_data.csv的风电/光伏设定
446 | SN | 1 | 陕西 | Xi'an | Weiyang District | 西安市热力总公司渭水供热公司分布式光伏发电项目 | Shaanxi Weiyang solar project | -- | 光伏 | Assumed PV | 1.2 | operating |  |  |  | 34.2946 | 108.9416 | L100001031469 | G100001036741 | https://www.gem.wiki/Shaanxi_Weiyang_solar_project | Global Solar Power Tracker - February 2026 |  | 不适用 | 运行参数继承参考Generators_data.csv的风电/光伏设定
447 | SN | 1 | 陕西 | Xianyang | Wugong | 陕西武功县恒联众一和美农科技5.94兆瓦工商业屋顶分布式光伏发电项目 | Shaanxi Wugong (Henglianzhong) Rooftop Distributed solar farm | -- | 光伏 | PV | 5.9 | operating | 2024 | Shaanxi Henglian Zhongyi Enterprises Co Ltd |  | 34.2670 | 108.2080 | L100001025791 | G100001030686 | https://www.gem.wiki/Shaanxi_Wugong_(Henglianzhong)_Rooftop_Distributed_solar_farm | Global Solar Power Tracker - February 2026 |  | 不适用 | 运行参数继承参考Generators_data.csv的风电/光伏设定
448 | SN | 1 | 陕西 | Xianyang | Wugong | 陕西金沙河面业有限公司二期5.99MW分布式光伏项目 | Shaanxi Wugong Jinshahe Noodle Industry solar project I | -- | 光伏 | Assumed PV | 6 | operating |  |  |  | 34.2911 | 108.1775 | L100001031284 | G100001036556 | https://www.gem.wiki/Shaanxi_Wugong_Jinshahe_Noodle_Industry_solar_project_I | Global Solar Power Tracker - February 2026 |  | 不适用 | 运行参数继承参考Generators_data.csv的风电/光伏设定
449 | SN | 1 | 陕西 | Xianyang | Wugong | 陕西金沙河面业有限公司一期5.99MW分布式光伏项目 | Shaanxi Wugong Jinshahe Noodle Industry solar project II | -- | 光伏 | Assumed PV | 6 | operating |  |  |  | 34.2911 | 108.1775 | L100001031285 | G100001036557 | https://www.gem.wiki/Shaanxi_Wugong_Jinshahe_Noodle_Industry_solar_project_II | Global Solar Power Tracker - February 2026 |  | 不适用 | 运行参数继承参考Generators_data.csv的风电/光伏设定
450 | SN | 1 | 陕西 | Yulin | Yuyang District | 榆林隆源光伏电力有限公司榆阳区小壕兔200兆瓦并网光伏发电项目 | Shaanxi Xiahaotu Longyuan solar farm | -- | 光伏 | PV | 200 | operating | 2016 | Three Gorges Asset Management Co Ltd [100%] | Yulin Longyuan Photovoltaic Power | 38.7749 | 109.6586 | L100000802847 | G100000803326 | https://www.gem.wiki/Shaanxi_Xiahaotu_Longyuan_solar_farm | Global Solar Power Tracker - February 2026 |  | 不适用 | 运行参数继承参考Generators_data.csv的风电/光伏设定
451 | SN | 1 | 陕西 | Yulin | Yuyang District | 榆林江山永宸新能源有限公司300MWp光伏发电工程 | Shaanxi Xiaohaotu Jiangshan Yongchen solar farm | -- | 光伏 | PV | 300 | operating | 2017 | Beijing United Rongbang New Energy Technology Co Ltd [100%] | Yulin Jiangshan Yongchen New Energy | 38.7749 | 109.6586 | L100000802843 | G100000803322 | https://www.gem.wiki/Shaanxi_Xiaohaotu_Jiangshan_Yongchen_solar_farm | Global Solar Power Tracker - February 2026 |  | 不适用 | 运行参数继承参考Generators_data.csv的风电/光伏设定
452 | SN | 1 | 陕西 | Xi'an | Xincheng District | 西安市锦绣国际商贸城屋顶光伏发电项目 | Shaanxi Xincheng Xi'an Jinxiu International Trade City Rooftop solar project | -- | 光伏 | Assumed PV | 2 | operating |  |  |  | 34.2703 | 108.9556 | L100001031269 | G100001036541 | https://www.gem.wiki/Shaanxi_Xincheng_Xi'an_Jinxiu_International_Trade_City_Rooftop_solar_project | Global Solar Power Tracker - February 2026 |  | 不适用 | 运行参数继承参考Generators_data.csv的风电/光伏设定
453 | SN | 1 | 陕西 | Xi'an | Xixian New District | 隆基绿能产业园34兆瓦光伏发电项目 | Shaanxi Xixian Longi Estate Building Integrated solar farm | -- | 光伏 | PV | 34 | operating | 2023 | LONGi Green Energy Technology Co Ltd |  | 34.4931 | 108.9342 | L100001000311 | G100001000528 | https://www.gem.wiki/Shaanxi_Xixian_Longi_Estate_Building_Integrated_solar_farm | Global Solar Power Tracker - February 2026 |  | 不适用 | 运行参数继承参考Generators_data.csv的风电/光伏设定
454 | SN | 1 | 陕西 | Xianyang | Weicheng District | 陕西华电西咸新区太平镇15万千瓦农光互补光伏发电项目 | Shaanxi Xixian New District Taipingzhen solar farm | 1 | 光伏 | PV | 100 | operating |  | Shaanxi Huadian New Energy Power Generation Co Ltd [100%] |  | 34.3486 | 108.7245 | L100000827176 | G100000830635 | https://www.gem.wiki/Shaanxi_Xixian_New_District_Taipingzhen_solar_farm | Global Solar Power Tracker - February 2026 |  | 不适用 | 运行参数继承参考Generators_data.csv的风电/光伏设定
455 | SN | 1 | 陕西 | Xianyang | Weicheng District |  | Shaanxi Xixian New District Taipingzhen solar farm | 2 | 光伏 | PV | 50 | operating | 2025 |  |  | 34.3486 | 108.7245 | L100000827176 | G100001065732 | https://www.gem.wiki/Shaanxi_Xixian_New_District_Taipingzhen_solar_farm | Global Solar Power Tracker - February 2026 |  | 不适用 | 运行参数继承参考Generators_data.csv的风电/光伏设定
456 | SN | 1 | 陕西 | Hanzhong | Xixiang | 西乡县白龙塘镇农业产业20MW光伏电站 | Shaanxi Xixiang Bailongtangzhen Agricultural Industry solar farm | -- | 光伏 | PV | 20 | operating | 2019 | Shaanxi Hydropower Development Co Ltd [100%] | Xixiang Chuchen Electric Power Construction | 33.0717 | 107.8320 | L100000811069 | G100000813522 | https://www.gem.wiki/Shaanxi_Xixiang_Bailongtangzhen_Agricultural_Industry_solar_farm | Global Solar Power Tracker - February 2026 |  | 不适用 | 运行参数继承参考Generators_data.csv的风电/光伏设定
457 | SN | 1 | 陕西 | Hanzhong | Xixiang | 汉中市西乡县50MW农光互补光伏发电项目 | Shaanxi Xixiang Chengnanjiedao Agriculture solar farm | -- | 光伏 | PV | 40 | operating | 2021 | Tianjin Zhonghuan New Energy Co Ltd [100%] | Shaanxi Runhuan Tianyu Technology | 32.9391 | 107.7034 | L100000811070 | G100000813523 | https://www.gem.wiki/Shaanxi_Xixiang_Chengnanjiedao_Agriculture_solar_farm | Global Solar Power Tracker - February 2026 |  | 不适用 | 运行参数继承参考Generators_data.csv的风电/光伏设定
458 | SN | 1 | 陕西 | Hanzhong | Xixiang | 中环西乡县高川20万千瓦农光互补光伏发电项目 | Shaanxi Xixiang Gaochuan Agricultural solar farm | -- | 光伏 | PV | 200 | operating | 2025 | Tianjin Zhonghuan New Energy Co Ltd [100%] | Shaanxi Huanshuo New Energy | 32.8113 | 108.0583 | L100000827177 | G100000830636 | https://www.gem.wiki/Shaanxi_Xixiang_Gaochuan_Agricultural_solar_farm | Global Solar Power Tracker - February 2026 |  | 不适用 | 运行参数继承参考Generators_data.csv的风电/光伏设定
459 | SN | 1 | 陕西 | Yan'an | Yanchuan | 延川绿动贾家坪农光互补光伏发电项目 | Shaanxi Yanchuan Jiajiaping (Lvdong) Agriculture solar farm | -- | 光伏 | PV | 50 | operating | 2021 | State Power Investment CORP LTD (SPIC) Shaanxi New Energy Co Ltd [100%] | Yanchuan Lvdong New Energy | 36.9612 | 110.0585 | L100000811072 | G100000813525 | https://www.gem.wiki/Shaanxi_Yanchuan_Jiajiaping_(Lvdong)_Agriculture_solar_farm | Global Solar Power Tracker - February 2026 |  | 不适用 | 运行参数继承参考Generators_data.csv的风电/光伏设定
460 | SN | 1 | 陕西 | Hanzhong | Yang | 陕西华电洋县100MW农光互补光伏发电项目 | Shaanxi Yangxian (Huadian) Agricultural solar farm | -- | 光伏 | PV | 100 | operating | 2022 | Shaanxi Huadian New Energy Power Generation Co Ltd [100%] |  | 33.2179 | 107.5459 | L100000827179 | G100000830638 | https://www.gem.wiki/Shaanxi_Yangxian_(Huadian)_Agricultural_solar_farm | Global Solar Power Tracker - February 2026 |  | 不适用 | 运行参数继承参考Generators_data.csv的风电/光伏设定
461 | SN | 1 | 陕西 | Hanzhong | Yang | 华电陕西洋县100MW农光互补光伏项目 | Shaanxi Yangxian (Huadian) solar farm | -- | 光伏 | PV | 100 | operating | 2022 | Shaanxi Huadian New Energy Power Generation Co Ltd [100%] |  | 33.2327 | 107.5516 | L100000828714 | G100000832420 | https://www.gem.wiki/Shaanxi_Yangxian_(Huadian)_solar_farm | Global Solar Power Tracker - February 2026 |  | 不适用 | 运行参数继承参考Generators_data.csv的风电/光伏设定
462 | SN | 1 | 陕西 | Xi'an | Yanliang District | 西安航空先进制造业中心一期屋面分布式 光伏 发电项目（二） | Shaanxi Yanliang Xi'an Aviation Advanced Center Rooftop solar project I | -- | 光伏 | Assumed PV | 1.6 | operating |  |  |  | 34.6667 | 109.2961 | L100001031975 | G100001037248 | https://www.gem.wiki/Shaanxi_Yanliang_Xi'an_Aviation_Advanced_Center_Rooftop_solar_project_I | Global Solar Power Tracker - February 2026 |  | 不适用 | 运行参数继承参考Generators_data.csv的风电/光伏设定
463 | SN | 1 | 陕西 | Xi'an | Yanliang District | 西安航空先进制造业中心一期屋面分布式 光伏 发电项目（一） | Shaanxi Yanliang Xi'an Aviation Advanced Center Rooftop solar project II | -- | 光伏 | Assumed PV | 1.6 | operating |  |  |  | 34.6667 | 109.2961 | L100001031976 | G100001037249 | https://www.gem.wiki/Shaanxi_Yanliang_Xi'an_Aviation_Advanced_Center_Rooftop_solar_project_II | Global Solar Power Tracker - February 2026 |  | 不适用 | 运行参数继承参考Generators_data.csv的风电/光伏设定
464 | SN | 1 | 陕西 | Xi'an | Yanliang District | 西安市航空基地综合保税区二期屋面分布式光伏发电项目 | Shaanxi Yanliang Xi'an Aviation Base Comprehensive Bonded Zone Rooftop solar project | -- | 光伏 | Assumed PV | 5.5 | operating |  |  |  | 34.6667 | 109.2961 | L100001031974 | G100001037247 | https://www.gem.wiki/Shaanxi_Yanliang_Xi'an_Aviation_Base_Comprehensive_Bonded_Zone_Rooftop_solar_project | Global Solar Power Tracker - February 2026 |  | 不适用 | 运行参数继承参考Generators_data.csv的风电/光伏设定
465 | SN | 1 | 陕西 | Xi'an | Yanta District | 宝利鑫航空工业自控所屋顶分布式光伏发电项目 | Shaanxi Yanta Baolixin Aviation Industry Automatic Control Institute Rooftop solar project | -- | 光伏 | Assumed PV | 2.3 | operating |  |  |  | 34.2240 | 108.9442 | L100001031273 | G100001036545 | https://www.gem.wiki/Shaanxi_Yanta_Baolixin_Aviation_Industry_Automatic_Control_Institute_Rooftop_solar_project | Global Solar Power Tracker - February 2026 |  | 不适用 | 运行参数继承参考Generators_data.csv的风电/光伏设定
466 | SN | 1 | 陕西 | Xi'an | Yanta District | 西安城市公司高新万达广场屋顶分布式光伏发电项目 | Shaanxi Yanta Xi'an City Company Hi-Tech Wanda Plaza Rooftop solar project | -- | 光伏 | Assumed PV | 1 | operating |  |  |  | 34.2240 | 108.9442 | L100001031271 | G100001036543 | https://www.gem.wiki/Shaanxi_Yanta_Xi'an_City_Company_Hi-Tech_Wanda_Plaza_Rooftop_solar_project | Global Solar Power Tracker - February 2026 |  | 不适用 | 运行参数继承参考Generators_data.csv的风电/光伏设定
467 | SN | 1 | 陕西 | Xi'an | Yanta District | 西安福将日置业有限公司1兆瓦光伏发电项目 | Shaanxi Yanta Xi'an Fujiangri Real Estate solar project | -- | 光伏 | Assumed PV | 1 | operating |  |  |  | 34.2240 | 108.9442 | L100001031272 | G100001036544 | https://www.gem.wiki/Shaanxi_Yanta_Xi'an_Fujiangri_Real_Estate_solar_project | Global Solar Power Tracker - February 2026 |  | 不适用 | 运行参数继承参考Generators_data.csv的风电/光伏设定
468 | SN | 1 | 陕西 | Xi'an | Yanta District | 西安宜家购物中心项目屋面分布式光伏 | Shaanxi Yanta Xi'an IKEA Shopping Center Project Roof Distributed Photovoltaics solar project | -- | 光伏 | Assumed PV | 1.4 | operating |  |  |  | 34.2240 | 108.9442 | L100001031270 | G100001036542 | https://www.gem.wiki/Shaanxi_Yanta_Xi'an_IKEA_Shopping_Center_Project_Roof_Distributed_Photovoltaics_solar_project | Global Solar Power Tracker - February 2026 |  | 不适用 | 运行参数继承参考Generators_data.csv的风电/光伏设定
469 | SN | 1 | 陕西 | Tongchuan | Yaozhou District | 铜川市耀州区孙塬镇10万千瓦复合光伏发电项目 | Shaanxi Yaozhou Sunyuanzhen solar farm | -- | 光伏 | PV | 100 | operating | 2025 |  | Shaanxi Xinhua Water Resources and Hydropower Investment | 34.9435 | 109.0287 | L100000827181 | G100000830640 | https://www.gem.wiki/Shaanxi_Yaozhou_Sunyuanzhen_solar_farm | Global Solar Power Tracker - February 2026 |  | 不适用 | 运行参数继承参考Generators_data.csv的风电/光伏设定
470 | SN | 1 | 陕西 | Yan'an | Yichuan | 陕西华电宜川100MW林光互补光伏发电项目 | Shaanxi Yichuan Huadian solar power plants | 100 MW | 光伏 | PV | 100 | operating | 2025 |  |  | 37.2969 | 108.4504 | L100000811074 | G100001006403 | https://www.gem.wiki/Shaanxi_Yichuan_Huadian_solar_power_plants | Global Solar Power Tracker - February 2026 |  | 不适用 | 运行参数继承参考Generators_data.csv的风电/光伏设定
471 | SN | 1 | 陕西 | Yan'an | Yichuan |  | Shaanxi Yichuan Huadian solar power plants | 150 MW | 光伏 | PV | 150 | operating | 2024 | Shaanxi Huadian New Energy Power Generation Co Ltd [100%] | Shaanxi Huadian Yichuan New Energy | 37.2969 | 108.4504 | L100000811074 | G100000813527 | https://www.gem.wiki/Shaanxi_Yichuan_Huadian_solar_power_plants | Global Solar Power Tracker - February 2026 |  | 不适用 | 运行参数继承参考Generators_data.csv的风电/光伏设定
472 | SN | 1 | 陕西 | Tongchuan | Yijun | 鲁能宜君二期20MW农光互补项目 | Shaanxi Yijun (Luneng) solar farm | 2 | 光伏 | PV | 20 | operating | 2020 | Luneng New Energy (Group) Co Ltd [100%] | Shaanxi Luneng Yijun New Energy | 35.3946 | 109.3441 | L100000811076 | G100000813529 | https://www.gem.wiki/Shaanxi_Yijun_(Luneng)_solar_farm | Global Solar Power Tracker - February 2026 |  | 不适用 | 运行参数继承参考Generators_data.csv的风电/光伏设定
473 | SN | 1 | 陕西 | Tongchuan | Yijun | 鲁能宜君三期10万千瓦林光互补项目 | Shaanxi Yijun (Luneng) solar farm | 3 | 光伏 | PV | 100 | operating | 2025 |  | Shaanxi Luneng Yijun New Energy | 35.3953 | 109.3771 | L100000811076 | G100000830641 | https://www.gem.wiki/Shaanxi_Yijun_(Luneng)_solar_farm | Global Solar Power Tracker - February 2026 |  | 不适用 | 运行参数继承参考Generators_data.csv的风电/光伏设定
474 | SN | 1 | 陕西 | Tongchuan | Yijun | 鲁能宜君青石塬20MW农光互补项目 | Shaanxi Yijun Qingshiyuan (Luneng) Agriculture solar farm | -- | 光伏 | PV | 20 | operating | 2020 | Luneng New Energy (Group) Co Ltd [100%] | Shaanxi Luneng Yijun New Energy | 35.4019 | 109.3318 | L100000811075 | G100000813528 | https://www.gem.wiki/Shaanxi_Yijun_Qingshiyuan_(Luneng)_Agriculture_solar_farm | Global Solar Power Tracker - February 2026 |  | 不适用 | 运行参数继承参考Generators_data.csv的风电/光伏设定
475 | SN | 1 | 陕西 | Tongchuan | Yijun | 鲁能尧生农光互补项目 | Shaanxi Yijun Raosheng solar farm | -- | 光伏 | PV | 49.5 | operating | 2018 | Luneng New Energy (Group) Co Ltd [100%] |  | 35.4309 | 109.3515 | L100000827184 | G100000830645 | https://www.gem.wiki/Shaanxi_Yijun_Raosheng_solar_farm | Global Solar Power Tracker - February 2026 |  | 不适用 | 运行参数继承参考Generators_data.csv的风电/光伏设定
476 | SN | 1 | 陕西 | Tongchuan | Yijun | 鲁能宜君英家塬20MW农光互补项目 | Shaanxi Yijun Yingjiayuan (Luneng) Agriculture solar farm | -- | 光伏 | PV | 20 | operating | 2020 | Luneng New Energy (Group) Co Ltd [100%] | Shaanxi Luneng Yijun New Energy | 35.4012 | 109.3409 | L100000811077 | G100000813530 | https://www.gem.wiki/Shaanxi_Yijun_Yingjiayuan_(Luneng)_Agriculture_solar_farm | Global Solar Power Tracker - February 2026 |  | 不适用 | 运行参数继承参考Generators_data.csv的风电/光伏设定
477 | SN | 1 | 陕西 | Tongchuan | Yintai | 铜川美光太阳能电力有限公司铜川50兆瓦光伏电站 | Shaanxi Yintai Chenlu Meiguang solar farm | -- | 光伏 | PV | 50 | operating | 2016 | State Power Investment Group Shaanxi New Energy Co Ltd [70%]; Shaanxi Huaping New Energy Technology Co Ltd [30%] | Tongchuan Meiguang Solar Power | 35.1027 | 109.0962 | L100000803611 | G100000804145 | https://www.gem.wiki/Shaanxi_Yintai_Chenlu_Meiguang_solar_farm | Global Solar Power Tracker - February 2026 |  | 不适用 | 运行参数继承参考Generators_data.csv的风电/光伏设定
478 | SN | 1 | 陕西 | Xianyang | Yongshou | 大唐永寿农光互补光伏发电项目 | Shaanxi Yongshou (Datang) solar farm | 1 | 光伏 | PV | 100 | operating | 2020 | Datang Shaanxi Power Generation Co Ltd [100%] | Datang Shaanxi Power Generation CO LTD Xi'an Thermal Power Plant | 34.5495 | 108.0302 | L100000811078 | G100000813531 | https://www.gem.wiki/Shaanxi_Yongshou_(Datang)_solar_farm | Global Solar Power Tracker - February 2026 |  | 不适用 | 运行参数继承参考Generators_data.csv的风电/光伏设定
479 | SN | 1 | 陕西 | Yulin | Hengshan District | 榆林市高新区鼎润新能源有限公司横山白界20兆瓦光伏电站项目 | Shaanxi Yulin High Tech Zone Dingrun solar farm | -- | 光伏 | PV | 20 | operating | 2019 | Central SOE Poverty Area (Shaanxi) Industrial Investment Fund Partnership (Limited Partnership) [49%]; Shaanxi Hydropower Development Co Ltd [51%] | Yulin High Tech Zone Dingrun New Energy | 38.0598 | 109.6839 | L100000802850 | G100000803329 | https://www.gem.wiki/Shaanxi_Yulin_High_Tech_Zone_Dingrun_solar_farm | Global Solar Power Tracker - February 2026 |  | 不适用 | 运行参数继承参考Generators_data.csv的风电/光伏设定
480 | SN | 1 | 陕西 | Yulin | Hengshan District | 榆林市高新区鼎盛新能源有限公司横山白界50兆瓦光伏电站项目 | Shaanxi Yulin High Tech Zone Dingsheng solar farm | -- | 光伏 | PV | 50 | operating | 2019 | Central SOE Poverty Area (Shaanxi) Industrial Investment Fund Partnership (Limited Partnership) [49%]; Shaanxi Hydropower Development Co Ltd [51%] | Yulin High Tech Zone Dingsheng New Energy | 38.0598 | 109.6839 | L100000802849 | G100000803328 | https://www.gem.wiki/Shaanxi_Yulin_High_Tech_Zone_Dingsheng_solar_farm | Global Solar Power Tracker - February 2026 |  | 不适用 | 运行参数继承参考Generators_data.csv的风电/光伏设定
481 | SN | 1 | 陕西 | Yulin | Hengshan District | 榆林市高新区晶辉新能源有限公司横山波罗50兆瓦农光互补光伏发电项目 | Shaanxi Yulin High Tech Zone Jinghui solar farm | -- | 光伏 | PV | 50 | operating | 2019 | Central SOE Poverty Area (Shaanxi) Industrial Investment Fund Partnership (Limited Partnership) [49%]; Shaanxi Hydropower Development Co Ltd [51%] | Yulin High Tech Zone Jinghui New Energy | 38.0586 | 109.4382 | L100000802848 | G100000803327 | https://www.gem.wiki/Shaanxi_Yulin_High_Tech_Zone_Jinghui_solar_farm | Global Solar Power Tracker - February 2026 |  | 不适用 | 运行参数继承参考Generators_data.csv的风电/光伏设定
482 | SN | 1 | 陕西 | Yulin | Hengshan District | 榆林市高新区鑫辉新能源有限公司横山波罗50兆瓦农光互补光伏发电项目 | Shaanxi Yulin High Tech Zone Xinhui solar farm | -- | 光伏 | PV | 50 | operating | 2019 | Central SOE Poverty Area (Shaanxi) Industrial Investment Fund Partnership (Limited Partnership) [49%]; Shaanxi Hydropower Development Co Ltd [51%] | Yulin High Tech Zone Xinhui New Energy | 38.0585 | 109.4381 | L100000802854 | G100000803333 | https://www.gem.wiki/Shaanxi_Yulin_High_Tech_Zone_Xinhui_solar_farm | Global Solar Power Tracker - February 2026 |  | 不适用 | 运行参数继承参考Generators_data.csv的风电/光伏设定
483 | SN | 1 | 陕西 | Yulin | Jingbian | 国华榆林靖边并网光伏 20MWp 发电工程 | Shaanxi Yulin Jingbian Guohua solar farm | -- | 光伏 | PV | 20 | operating | 2014 | National Energy Group New Energy Co Ltd [100%] | Guohua (Yulin) New Energy | 37.5931 | 108.7955 | L100000802374 | G100000802837 | https://www.gem.wiki/Shaanxi_Yulin_Jingbian_Guohua_solar_farm | Global Solar Power Tracker - February 2026 |  | 不适用 | 运行参数继承参考Generators_data.csv的风电/光伏设定
484 | SN | 1 | 陕西 | Yulin | Jingbian | 陕西光伏产业有限公司榆林靖边20MWp并网光伏发电工程 | Shaanxi Yulin Jingbian Jiulitan solar farm | -- | 光伏 | PV | 20 | operating | 2011 | Shaanxi Yanchang Petroleum Mining Co Ltd [50%]; Shaanxi Electronic Information Group Co Ltd [50%] | Shaanxi Photovoltaic Industry | 37.6166 | 108.9171 | L100000802361 | G100000802824 | https://www.gem.wiki/Shaanxi_Yulin_Jingbian_Jiulitan_solar_farm | Global Solar Power Tracker - February 2026 |  | 不适用 | 运行参数继承参考Generators_data.csv的风电/光伏设定
485 | SN | 1 | 陕西 | Yulin |  | 榆林太科光伏电力有限公司榆神工业区50兆瓦光伏电站项目 | Shaanxi Yulin Taike solar farm | -- | 光伏 | PV | 50 | operating | 2017 | Shanghai Hangrong New Energy Technology Co Ltd [100%] | Yulin Taike Photovoltaic Power | 37.5374 | 107.6308 | L100000802858 | G100000803338 | https://www.gem.wiki/Shaanxi_Yulin_Taike_solar_farm | Global Solar Power Tracker - February 2026 |  | 不适用 | 运行参数继承参考Generators_data.csv的风电/光伏设定
486 | SN | 1 | 陕西 | Yulin | Shenmu City | 榆林市榆神工业区锦阳光伏电力有限公司榆神100兆瓦光伏电站 | Shaanxi Yulin Yushen Jinyang solar farm | -- | 光伏 | PV | 100 | operating | 2017 | Huaneng International Power Development Corp [100%] | Yulin Yushen Industrial Zone Jinyang Photovoltaic Power | 38.6356 | 109.9974 | L100000802886 | G100000803366 | https://www.gem.wiki/Shaanxi_Yulin_Yushen_Jinyang_solar_farm | Global Solar Power Tracker - February 2026 |  | 不适用 | 运行参数继承参考Generators_data.csv的风电/光伏设定
487 | SN | 1 | 陕西 | Yulin | Yuyang District | 榆林榆阳区生态农（牧）业及清洁能源生产一体化综合示范项目 | Shaanxi Yulin Yuyang District Fengguang solar farm | -- | 光伏 | PV | 30 | operating | 2015 | Huayu Smart Energy Group Co Ltd [100%] | Yulin Fengguang New Energy Development | 38.5099 | 110.1356 | L100000802594 | G100000803064 | https://www.gem.wiki/Shaanxi_Yulin_Yuyang_District_Fengguang_solar_farm | Global Solar Power Tracker - February 2026 |  | 不适用 | 运行参数继承参考Generators_data.csv的风电/光伏设定
488 | SN | 1 | 陕西 | Yulin | Shenmu City | 中电投榆神光伏（沙丘） | Shaanxi Yushen Shaqiu solar farm | -- | 光伏 | PV | 200 | operating | 2017 | Shaanxi Yellow River Energy Co Ltd [100%] | Yulin Yellow River Energy | 38.6357 | 109.9973 | L100000802845 | G100000803324 | https://www.gem.wiki/Shaanxi_Yushen_Shaqiu_solar_farm | Global Solar Power Tracker - February 2026 |  | 不适用 | 运行参数继承参考Generators_data.csv的风电/光伏设定
489 | SN | 1 | 陕西 | Yulin | Yuyang District | 国能榆阳区5万千瓦农光互补生态示范项目 | Shaanxi Yuyang (China Energy Investment) Agricultural solar farm | -- | 光伏 | PV | 50 | operating | 2025 | Guohua (Shaanxi) New Energy Co Ltd | Guohua Energy Investment LTD Shaanxi Branch | 38.1791 | 109.3002 | L100000827182 | G100000830643 | https://www.gem.wiki/Shaanxi_Yuyang_(China_Energy_Investment)_Agricultural_solar_farm | Global Solar Power Tracker - February 2026 |  | 不适用 | 运行参数继承参考Generators_data.csv的风电/光伏设定
490 | SN | 1 | 陕西 | Yulin | Yuyang District |  | Shaanxi Yuyang (Huaneng) Unsubsidized solar farm | 1 | 光伏 | PV | 30 | operating | 2021 |  |  | 38.5099 | 110.1760 | L100000801947 | G100001021384 | https://www.gem.wiki/Shaanxi_Province_Yuyang_Huaneng_Unsubsidized_solar_farm | Global Solar Power Tracker - February 2026 |  | 不适用 | 运行参数继承参考Generators_data.csv的风电/光伏设定
491 | SN | 1 | 陕西 | Yulin | Yuyang District | 陕西氢能新能源公司榆阳区10万千瓦光伏项目 | Shaanxi Yuyang (Shaanxi Hydrogen) solar farm | -- | 光伏 | PV | 100 | operating | 2025 | Shaanxi Hydrogen New Energy Co Ltd |  | 38.5556 | 110.0762 | L100001048293 | G100001055424 | https://www.gem.wiki/Shaanxi_Yuyang_(Shaanxi_Hydrogen)_solar_farm | Global Solar Power Tracker - February 2026 |  | 不适用 | 运行参数继承参考Generators_data.csv的风电/光伏设定
492 | SN | 1 | 陕西 | Yulin City | Yuyang District | 三峡能源榆阳150MW农光互补项目 | Shaanxi Yuyang (Three Gorges) Agricultural solar power plant | -- | 光伏 | PV | 150 | operating | 2025 | Shaanxi Three Gorges Energy Power Generation Co Ltd [100%] | Three Gorges New Energy Yuyang Power Generation | 38.5930 | 109.6750 | L100000811279 | G100000813752 | https://www.gem.wiki/Shaanxi_Yuyang_(Three_Gorges)_Agricultural_solar_power_plant | Global Solar Power Tracker - February 2026 |  | 不适用 | 运行参数继承参考Generators_data.csv的风电/光伏设定
493 | SN | 1 | 陕西 | Yulin | Yuyang District | 翱腾榆阳50兆瓦光伏电站项目 | Shaanxi Yuyang Aoteng solar farm | -- | 光伏 | PV | 50 | operating | 2019 | Shaanxi Photovoltaic Industry Co Ltd [100%] | Shaanxi Aoteng Photovoltaic Power Generation | 38.5037 | 110.1724 | L100000802841 | G100000803320 | https://www.gem.wiki/Shaanxi_Yuyang_Aoteng_solar_farm | Global Solar Power Tracker - February 2026 |  | 不适用 | 运行参数继承参考Generators_data.csv的风电/光伏设定
494 | SN | 1 | 陕西 | Yulin | Yuyang District | 榆阳新叶补浪河5万kW光伏电站 | Shaanxi Yuyang Bulanghe (Xinye) solar farm | -- | 光伏 | PV | 50 | operating | 2019 | Yulin Hexinxiong New Energy Technology Co Ltd [100%] | Yulin Yuyang Xinye Green Energy Technology | 38.2947 | 109.0939 | L100000811082 | G100000813535 | https://www.gem.wiki/Shaanxi_Yuyang_Bulanghe_(Xinye)_solar_farm | Global Solar Power Tracker - February 2026 |  | 不适用 | 运行参数继承参考Generators_data.csv的风电/光伏设定
495 | SN | 1 | 陕西 | Yulin | Yuyang District | 榆林市榆神工业区东投能源有限公司榆神100兆瓦光伏电站项目 | Shaanxi Yuyang Dabaodang Dongtou solar farm | -- | 光伏 | PV | 100 | operating | 2017 | Beijing Zhongshui Investment Management Center [100%] | Yulin Yushen Industrial Zone Dongtou Energy | 38.6799 | 109.9032 | L100000803602 | G100000804135 | https://www.gem.wiki/Shaanxi_Yuyang_Dabaodang_Dongtou_solar_farm | Global Solar Power Tracker - February 2026 |  | 不适用 | 运行参数继承参考Generators_data.csv的风电/光伏设定
496 | SN | 1 | 陕西 | Yulin | Yuyang District | 羊老大50MW光伏电站项目 | Shaanxi Yuyang District Yanglaoda solar farm | -- | 光伏 | PV | 50 | operating | 2019 | Shaanxi Huadian New Energy Power Generation Co Ltd [100%] | Yulin Yuyang Yanglaoda New Energy | 38.2776 | 109.7220 | L100000802859 | G100000803339 | https://www.gem.wiki/Shaanxi_Yuyang_District_Yanglaoda_solar_farm | Global Solar Power Tracker - February 2026 |  | 不适用 | 运行参数继承参考Generators_data.csv的风电/光伏设定
497 | SN | 1 | 陕西 | Yulin | Yuyang District | 华电榆阳光伏电站（小壕兔） | Shaanxi Yuyang Huadian solar farm | -- | 光伏 | PV | 50 | operating | 2016 | Shaanxi Huadian New Energy Power Generation Co Ltd [100%] | Shaanxi Huadian Yuyang New Energy | 38.7749 | 109.6586 | L100000802846 | G100000803325 | https://www.gem.wiki/Shaanxi_Yuyang_Huadian_solar_farm | Global Solar Power Tracker - February 2026 |  | 不适用 | 运行参数继承参考Generators_data.csv的风电/光伏设定
498 | SN | 1 | 陕西 | Yulin | Yuyang District | 惠腾榆阳50兆瓦光伏电站项目 | Shaanxi Yuyang Huiteng solar farm | -- | 光伏 | PV | 50 | operating | 2019 | Shaanxi Yulin Energy Group New Energy Technology Co Ltd [100%] | Shaanxi Yulin Yuneng Huiteng New Energy Development | 38.5037 | 110.1724 | L100000802840 | G100000803319 | https://www.gem.wiki/Shaanxi_Yuyang_Huiteng_solar_farm | Global Solar Power Tracker - February 2026 |  | 不适用 | 运行参数继承参考Generators_data.csv的风电/光伏设定
499 | SN | 1 | 陕西 | Yulin | Yuyang District | 华能榆阳孟家湾5万千瓦光伏发电项目 | Shaanxi Yuyang Mengjiawan (Huaneng) 50 MW solar farm | -- | 光伏 | PV | 50 | operating | 2024 | Huaneng Shaanxi Power Generation Co Ltd |  | 38.6357 | 109.5546 | L100001018990 | G100001021351 | https://www.gem.wiki/Shaanxi_Yuyang_Mengjiawan_(Huaneng)_50_MW_solar_farm | Global Solar Power Tracker - February 2026 |  | 不适用 | 运行参数继承参考Generators_data.csv的风电/光伏设定
500 | SN | 1 | 陕西 | Yulin | Yuyang District | 陕西华电榆阳区孟家湾50兆瓦光伏发电工程 | Shaanxi Yuyang Mengjiawan Huadian solar power plant | -- | 光伏 | PV | 50 | operating | 2023 | Huadian Fuxin New Energy Development Co Ltd [100%] |  | 38.2769 | 109.7155 | L100000811085 | G100000813538 | https://www.gem.wiki/Shaanxi_Yuyang_Mengjiawan_Huadian_solar_power_plant | Global Solar Power Tracker - February 2026 |  | 不适用 | 运行参数继承参考Generators_data.csv的风电/光伏设定
501 | SN | 1 | 陕西 | Yulin | Yuyang District | 华能陕西孟家湾150MW光伏项目 | Shaanxi Yuyang Mengjiawan Huaneng solar power plant | -- | 光伏 | PV | 150 | operating | 2023 | Huaneng Shaanxi Power Generation Co Ltd [100%] |  | 38.2769 | 109.7155 | L100000811086 | G100000813539 | https://www.gem.wiki/Shaanxi_Yuyang_Mengjiawan_Huaneng_solar_power_plant | Global Solar Power Tracker - February 2026 |  | 不适用 | 运行参数继承参考Generators_data.csv的风电/光伏设定
502 | SN | 1 | 陕西 | Yulin | Yuyang District | 旭光榆阳（孟家湾）30MW光伏 | Shaanxi Yuyang Mengjiawan Xuguang solar farm | -- | 光伏 | PV | 30 | operating | 2016 | CPI Xinjiang Energy and Chemical Group Dabancheng Wind Power Co Ltd [100%] | Shaanxi Xuguang New Energy | 38.5913 | 109.6611 | L100000801755 | G100000802041 | https://www.gem.wiki/Shaanxi_Yuyang_Mengjiawan_Xuguang_solar_farm | Global Solar Power Tracker - February 2026 |  | 不适用 | 运行参数继承参考Generators_data.csv的风电/光伏设定
503 | SN | 1 | 陕西 | Yulin | Yuyang District | 榆阳小壕兔贾当采明村100MW光伏平价项目 | Shaanxi Yuyang Xiaohaotu Jiadangcaimingcun solar farm | -- | 光伏 | PV | 100 | operating | 2020 | Shanghai Shenneng New Energy Investment Co Ltd [100%] | Yulin Xieneng Xinke Photovoltaic Power | 38.7470 | 109.5990 | L100000811087 | G100000813540 | https://www.gem.wiki/Shaanxi_Yuyang_Xiaohaotu_Jiadangcaimingcun_solar_farm | Global Solar Power Tracker - February 2026 |  | 不适用 | 运行参数继承参考Generators_data.csv的风电/光伏设定
504 | SN | 1 | 陕西 | Yulin | Yuyang District | 榆林协合太阳能发电有限公司榆阳50兆瓦光伏电站一期 | Shaanxi Yuyang Xiehe solar farm | 1 | 光伏 | PV | 50 | operating | 2015 | Tianjin Fuhuan Enterprise Management Consulting Co Ltd [100%] | Yulin Xiehe Solar Power | 38.7761 | 109.6621 | L100000801952 | G100000802266 | https://www.gem.wiki/Shaanxi_Yuyang_Xiehe_solar_farm | Global Solar Power Tracker - February 2026 |  | 不适用 | 运行参数继承参考Generators_data.csv的风电/光伏设定
505 | SN | 1 | 陕西 | Yulin | Yuyang District | 榆林协合太阳能发电有限公司榆阳50兆瓦光伏电站二期 | Shaanxi Yuyang Xiehe solar farm | 2 | 光伏 | PV | 50 | operating | 2016 | Tianjin Fuhuan Enterprise Management Consulting Co Ltd [100%] | Yulin Xiehe Solar Power | 38.7761 | 109.6621 | L100000801952 | G100000802267 | https://www.gem.wiki/Shaanxi_Yuyang_Xiehe_solar_farm | Global Solar Power Tracker - February 2026 |  | 不适用 | 运行参数继承参考Generators_data.csv的风电/光伏设定
506 | SN | 1 | 陕西 | Xi'an | Zhouzhi | 西安比亚迪电子有限公司综合智慧能源项目（一期） | Shaanxi Zhouzhi Xi'an BYD Electronics Comprehensive Smart Energy Project solar project | -- | 光伏 | Assumed PV | 5.7 | operating |  |  |  | 34.1632 | 108.2041 | L100001031274 | G100001036546 | https://www.gem.wiki/Shaanxi_Zhouzhi_Xi'an_BYD_Electronics_Comprehensive_Smart_Energy_Project_solar_project | Global Solar Power Tracker - February 2026 |  | 不适用 | 运行参数继承参考Generators_data.csv的风电/光伏设定
507 | SN | 1 | 陕西 | Shangluo |  | 陕西商洛高新新能源科技有限公司（商丹循环工业园区博泽、三佳 | Shangluo I solar project | -- | 光伏 | PV | 2.7 | operating | 2017 |  |  | 33.8691 | 109.9378 | L100001014211 | G100001015597 | https://www.gem.wiki/Shangluo_I_solar_project | Global Solar Power Tracker - February 2026 |  | 不适用 | 运行参数继承参考Generators_data.csv的风电/光伏设定
508 | SN | 1 | 陕西 | Shangluo |  | 陕西商洛高新新能源科技有限公司商丹园区公共租赁住房工程建设管理处司屋面 1.25MWp 光伏电站） | Shangluo II solar project | -- | 光伏 | PV | 1.2 | operating | 2018 |  |  | 33.8691 | 109.9378 | L100001014212 | G100001015598 | https://www.gem.wiki/Shangluo_II_solar_project | Global Solar Power Tracker - February 2026 |  | 不适用 | 运行参数继承参考Generators_data.csv的风电/光伏设定
509 | SN | 1 | 陕西 | Shangluo |  | 商洛青山绿水光伏发电有限公司988.185kwp | Shangluo Qingshan Lushui solar project | -- | 光伏 | PV | 1 | operating | 2017 |  |  | 33.8691 | 109.9378 | L100001014213 | G100001015599 | https://www.gem.wiki/Shangluo_Qingshan_Lushui_solar_project | Global Solar Power Tracker - February 2026 |  | 不适用 | 运行参数继承参考Generators_data.csv的风电/光伏设定
510 | SN | 1 | 陕西 | Shangluo | Shangzhou District | 商洛市思怡能源科技有限公司商州区 | Shangluo Siyi Energy Technology Shangzhou District solar project | -- | 光伏 | PV | 6 | operating | 2016 |  |  | 33.8704 | 109.9425 | L100001014214 | G100001015600 | https://www.gem.wiki/Shangluo_Siyi_Energy_Technology_Shangzhou_District_solar_project | Global Solar Power Tracker - February 2026 |  | 不适用 | 运行参数继承参考Generators_data.csv的风电/光伏设定
511 | SN | 1 | 陕西 | Jiaozuo | Shanyang District | 山阳县荣润生态农业有限公司1.5MWP光伏发电项目 | Shanyang County Rongrun Ecological Agriculture solar project | -- | 光伏 | PV | 1.5 | operating | 2016 |  |  | 35.1856 | 113.2656 | L100001014259 | G100001015645 | https://www.gem.wiki/Shanyang_County_Rongrun_Ecological_Agriculture_solar_project | Global Solar Power Tracker - February 2026 |  | 不适用 | 运行参数继承参考Generators_data.csv的风电/光伏设定
512 | SN | 1 | 陕西 | Jiaozuo | Shanyang District | 山阳县众邦能源科技有限公司 | Shanyang County Zhongbang Energy Technology solar project | -- | 光伏 | PV | 1.5 | operating | 2017 |  |  | 35.1856 | 113.2656 | L100001014260 | G100001015646 | https://www.gem.wiki/Shanyang_County_Zhongbang_Energy_Technology_solar_project | Global Solar Power Tracker - February 2026 |  | 不适用 | 运行参数继承参考Generators_data.csv的风电/光伏设定
513 | SN | 1 | 陕西 | Tongchuan |  | 铜川市新区鑫盛新能源有限责任公司光伏发电项目 | Tongchuan New District Xinsheng New Energy I solar project | -- | 光伏 | PV | 1.2 | operating | 2016 |  |  | 34.8973 | 108.9404 | L100001014805 | G100001016194 | https://www.gem.wiki/Tongchuan_New_District_Xinsheng_New_Energy_I_solar_project | Global Solar Power Tracker - February 2026 |  | 不适用 | 运行参数继承参考Generators_data.csv的风电/光伏设定
514 | SN | 1 | 陕西 | Tongchuan |  | 铜川市新区鑫盛新能源有限责任公司野狐坡光伏发电项目 | Tongchuan New District Xinsheng New Energy II solar project | -- | 光伏 | PV | 1.2 | operating | 2016 |  |  | 34.8973 | 108.9404 | L100001014806 | G100001016195 | https://www.gem.wiki/Tongchuan_New_District_Xinsheng_New_Energy_II_solar_project | Global Solar Power Tracker - February 2026 |  | 不适用 | 运行参数继承参考Generators_data.csv的风电/光伏设定
515 | SN | 1 | 陕西 | Jiaozuo | Shanyang District | 威伏能源山阳县南宽坪镇移民小区1MW光伏电站 | Weifu Energy solar project | -- | 光伏 | PV | 1 | operating | 2016 |  |  | 35.1856 | 113.2656 | L100001014946 | G100001016335 | https://www.gem.wiki/Weifu_Energy_solar_project | Global Solar Power Tracker - February 2026 |  | 不适用 | 运行参数继承参考Generators_data.csv的风电/光伏设定
516 | SN | 1 | 陕西 | Weinan |  | 渭南光大农贸城2MWp屋顶分布式光伏发电项目 | Weinan Everbright Agricultural Trade City solar project | -- | 光伏 | PV | 2 | operating | 2016 |  |  | 34.5169 | 109.4643 | L100001014962 | G100001016351 | https://www.gem.wiki/Weinan_Everbright_Agricultural_Trade_City_solar_project | Global Solar Power Tracker - February 2026 |  | 不适用 | 运行参数继承参考Generators_data.csv的风电/光伏设定
517 | SN | 1 | 陕西 | Weinan |  | 渭南市华平新能源有限公司5.5MW分布式光伏发电项目 | Weinan Huaping New Energy solar project | -- | 光伏 | PV | 5.5 | operating | 2017 |  |  | 34.5169 | 109.4643 | L100001014963 | G100001016352 | https://www.gem.wiki/Weinan_Huaping_New_Energy_solar_project | Global Solar Power Tracker - February 2026 |  | 不适用 | 运行参数继承参考Generators_data.csv的风电/光伏设定
518 | SN | 1 | 陕西 | Weinan |  | 渭南日丰3.8MW屋顶分布式光伏发电项目 | Weinan Rifeng solar project | -- | 光伏 | PV | 3.8 | operating | 2019 |  |  | 34.5169 | 109.4643 | L100001014964 | G100001016353 | https://www.gem.wiki/Weinan_Rifeng_solar_project | Global Solar Power Tracker - February 2026 |  | 不适用 | 运行参数继承参考Generators_data.csv的风电/光伏设定
519 | SN | 1 | 陕西 | Xi'an |  | 西安出口加工区1.6MWp屋顶分布式光伏发电站项目 | Xi'an Export Processing Zone solar project | -- | 光伏 | PV | 1.6 | operating | 2016 |  |  | 34.2610 | 108.9423 | L100001015156 | G100001016545 | https://www.gem.wiki/Xi'an_Export_Processing_Zone_solar_project | Global Solar Power Tracker - February 2026 |  | 不适用 | 运行参数继承参考Generators_data.csv的风电/光伏设定
520 | SN | 1 | 陕西 | Xi'an |  | 西安光成售电有限公司 | Xi'an Guangcheng Electricity Sales solar project | -- | 光伏 | PV | 2.1 | operating | 2018 |  |  | 34.2610 | 108.9423 | L100001015157 | G100001016546 | https://www.gem.wiki/Xi'an_Guangcheng_Electricity_Sales_solar_project | Global Solar Power Tracker - February 2026 |  | 不适用 | 运行参数继承参考Generators_data.csv的风电/光伏设定
521 | SN | 1 | 陕西 | Xi'an |  | 西安市热力总公司渭水供热公司1.2MW分布式光伏发电项目 | Xi'an Heating Corporation Weishui Heating solar project | -- | 光伏 | PV | 1.2 | operating | 2017 |  |  | 34.2610 | 108.9423 | L100001015158 | G100001016547 | https://www.gem.wiki/Xi'an_Heating_Corporation_Weishui_Heating_solar_project | Global Solar Power Tracker - February 2026 |  | 不适用 | 运行参数继承参考Generators_data.csv的风电/光伏设定
522 | SN | 1 | 陕西 | Xi'an |  | 西安重工装备制造集团有限公司 | Xi'an Heavy Industry Equipment Group I solar project | -- | 光伏 | PV | 9.9 | operating | 2017 |  |  | 34.2610 | 108.9423 | L100001015159 | G100001016548 | https://www.gem.wiki/Xi'an_Heavy_Industry_Equipment_Group_I_solar_project | Global Solar Power Tracker - February 2026 |  | 不适用 | 运行参数继承参考Generators_data.csv的风电/光伏设定
523 | SN | 1 | 陕西 | Xi'an |  | 西安重工装备制造集团有限公司 | Xi'an Heavy Industry Equipment Group II solar project | -- | 光伏 | PV | 9.9 | operating | 2017 |  |  | 34.2610 | 108.9423 | L100001015160 | G100001016549 | https://www.gem.wiki/Xi'an_Heavy_Industry_Equipment_Group_II_solar_project | Global Solar Power Tracker - February 2026 |  | 不适用 | 运行参数继承参考Generators_data.csv的风电/光伏设定
524 | SN | 1 | 陕西 | Xi'an |  | 西安简希新能源科技有限公司5.9MW分布式光伏发电项目 | Xi'an Jianxi New Energy Technology solar project | -- | 光伏 | PV | 5.9 | operating | 2017 |  |  | 34.2610 | 108.9423 | L100001015161 | G100001016550 | https://www.gem.wiki/Xi'an_Jianxi_New_Energy_Technology_solar_project | Global Solar Power Tracker - February 2026 |  | 不适用 | 运行参数继承参考Generators_data.csv的风电/光伏设定
525 | SN | 1 | 陕西 | Xi'an |  | 西安乐经光伏能源有限公司 | Xi'an Lejing Photovoltaic Energy I solar project | -- | 光伏 | PV | 3.4 | operating | 2017 |  |  | 34.2610 | 108.9423 | L100001015162 | G100001016551 | https://www.gem.wiki/Xi'an_Lejing_Photovoltaic_Energy_I_solar_project | Global Solar Power Tracker - February 2026 |  | 不适用 | 运行参数继承参考Generators_data.csv的风电/光伏设定
526 | SN | 1 | 陕西 | Xi'an |  | 西安乐经光伏能源有限公司 | Xi'an Lejing Photovoltaic Energy II solar project | -- | 光伏 | PV | 2.4 | operating | 2017 |  |  | 34.2610 | 108.9423 | L100001015163 | G100001016552 | https://www.gem.wiki/Xi'an_Lejing_Photovoltaic_Energy_II_solar_project | Global Solar Power Tracker - February 2026 |  | 不适用 | 运行参数继承参考Generators_data.csv的风电/光伏设定
527 | SN | 1 | 陕西 | Xi'an |  | 西安乐天光伏能源有限公司 | Xi'an Letian Photovoltaic Energy I solar project | -- | 光伏 | PV | 5.2 | operating | 2017 |  |  | 34.2610 | 108.9423 | L100001015164 | G100001016553 | https://www.gem.wiki/Xi'an_Letian_Photovoltaic_Energy_I_solar_project | Global Solar Power Tracker - February 2026 |  | 不适用 | 运行参数继承参考Generators_data.csv的风电/光伏设定
528 | SN | 1 | 陕西 | Xi'an |  | 西安乐天光伏能源有限公司 | Xi'an Letian Photovoltaic Energy II solar project | -- | 光伏 | PV | 7.3 | operating | 2017 |  |  | 34.2610 | 108.9423 | L100001015165 | G100001016554 | https://www.gem.wiki/Xi'an_Letian_Photovoltaic_Energy_II_solar_project | Global Solar Power Tracker - February 2026 |  | 不适用 | 运行参数继承参考Generators_data.csv的风电/光伏设定
529 | SN | 1 | 陕西 | Xi'an |  | 西安乐叶安纺光伏能源有限公司 | Xi'an Leye Anfang Photovoltaic Energy solar project | -- | 光伏 | PV | 8.6 | operating | 2016 |  |  | 34.2610 | 108.9423 | L100001015166 | G100001016555 | https://www.gem.wiki/Xi'an_Leye_Anfang_Photovoltaic_Energy_solar_project | Global Solar Power Tracker - February 2026 |  | 不适用 | 运行参数继承参考Generators_data.csv的风电/光伏设定
530 | SN | 1 | 陕西 | Xi'an |  | 西安高新技术产业开发区草堂科技产业基地发展有限公司标准厂房2.3MW屋顶分布式光伏电站项目 | Xi'an solar project | -- | 光伏 | PV | 2.3 | operating | 2016 |  |  | 34.2610 | 108.9423 | L100001015168 | G100001016557 | https://www.gem.wiki/Xi'an_solar_project | Global Solar Power Tracker - February 2026 |  | 不适用 | 运行参数继承参考Generators_data.csv的风电/光伏设定
531 | SN | 1 | 陕西 | Xi'an |  | 西安星绿伏能源有限公司 | Xi'an Xinglvfu Energy solar project | -- | 光伏 | PV | 4.6 | operating | 2017 |  |  | 34.2610 | 108.9423 | L100001015169 | G100001016558 | https://www.gem.wiki/Xi'an_Xinglvfu_Energy_solar_project | Global Solar Power Tracker - February 2026 |  | 不适用 | 运行参数继承参考Generators_data.csv的风电/光伏设定
532 | SN | 1 | 陕西 | Xi'an |  | 西安旭东新能源科技有限公司 | Xi'an Xudong New Energy Technology solar project | -- | 光伏 | PV | 9.8 | operating | 2017 |  |  | 34.2610 | 108.9423 | L100001015170 | G100001016559 | https://www.gem.wiki/Xi'an_Xudong_New_Energy_Technology_solar_project | Global Solar Power Tracker - February 2026 |  | 不适用 | 运行参数继承参考Generators_data.csv的风电/光伏设定
533 | SN | 1 | 陕西 | Xi'an | Lantian | 西安亚伏能太阳能发电有限公司 | Xi'an Yafuneng Solar Power solar project | -- | 光伏 | PV | 5.2 | operating | 2017 |  |  | 34.1577 | 109.3125 | L100001015171 | G100001016560 | https://www.gem.wiki/Xi'an_Yafuneng_Solar_Power_solar_project | Global Solar Power Tracker - February 2026 |  | 不适用 | 运行参数继承参考Generators_data.csv的风电/光伏设定
534 | SN | 1 | 陕西 | Xi'an |  | 西安正丰新能源科技有限公司 | Xi'an Zhengfeng New Energy Technology solar project | -- | 光伏 | PV | 1.2 | operating | 2016 |  |  | 34.2610 | 108.9423 | L100001015172 | G100001016561 | https://www.gem.wiki/Xi'an_Zhengfeng_New_Energy_Technology_solar_project | Global Solar Power Tracker - February 2026 |  | 不适用 | 运行参数继承参考Generators_data.csv的风电/光伏设定
535 | SN | 1 | 陕西 | Xi'an |  | 向阳航天3.2MW屋顶光伏电站 | Xiangyang Aerospace solar project | -- | 光伏 | PV | 3.2 | operating | 2019 |  |  | 34.2610 | 108.9423 | L100001015192 | G100001016581 | https://www.gem.wiki/Xiangyang_Aerospace_solar_project | Global Solar Power Tracker - February 2026 |  | 不适用 | 运行参数继承参考Generators_data.csv的风电/光伏设定
536 | SN | 1 | 陕西 | Xianyang |  | 咸阳正泰光伏发电有限公司陕西正泰电缆有限公司二期3.4815兆瓦屋顶分布式光伏发电项目 | Xianyang Chint Shaanxi Chint Cable solar project | -- | 光伏 | PV | 3.5 | operating | 2019 |  |  | 34.3323 | 108.7128 | L100001015210 | G100001016599 | https://www.gem.wiki/Xianyang_Chint_Shaanxi_Chint_Cable_solar_project | Global Solar Power Tracker - February 2026 |  | 不适用 | 运行参数继承参考Generators_data.csv的风电/光伏设定
537 | SN | 1 | 陕西 | Xianyang |  | 咸阳正泰光伏发电有限公司陕西正泰智能电气2.38MW屋顶分布式光伏发电建设项目 | Xianyang Chint Shaanxi Chint Intelligent Electric solar project | -- | 光伏 | PV | 2.4 | operating | 2019 |  |  | 34.3323 | 108.7128 | L100001015211 | G100001016600 | https://www.gem.wiki/Xianyang_Chint_Shaanxi_Chint_Intelligent_Electric_solar_project | Global Solar Power Tracker - February 2026 |  | 不适用 | 运行参数继承参考Generators_data.csv的风电/光伏设定
538 | SN | 1 | 陕西 | Xianyang |  | 咸阳精锐能源有限公司15.5MWp光伏发电项目 | Xianyang Elite Energy solar project | -- | 光伏 | PV | 15.5 | operating | 2016 |  |  | 34.3323 | 108.7128 | L100001015212 | G100001016601 | https://www.gem.wiki/Xianyang_Elite_Energy_solar_project | Global Solar Power Tracker - February 2026 |  | 不适用 | 运行参数继承参考Generators_data.csv的风电/光伏设定
539 | SN | 1 | 陕西 | Xianyang |  | 咸阳天成钛业有限公司5MWp屋顶分布式光伏发电项目 | Xianyang Tiancheng Titanium solar project | -- | 光伏 | PV | 2.2 | operating | 2019 |  |  | 34.3323 | 108.7128 | L100001015213 | G100001016602 | https://www.gem.wiki/Xianyang_Tiancheng_Titanium_solar_project | Global Solar Power Tracker - February 2026 |  | 不适用 | 运行参数继承参考Generators_data.csv的风电/光伏设定
540 | SN | 1 | 陕西 | Yan'an | Baota District | 延安焱阳新能源科技有限公司 | Yan'an Yanyang New Energy Technology solar project | -- | 光伏 | PV | 1 | operating | 2017 |  |  | 36.5986 | 109.4904 | L100001015389 | G100001016779 | https://www.gem.wiki/Yan'an_Yanyang_New_Energy_Technology_solar_project | Global Solar Power Tracker - February 2026 |  | 不适用 | 运行参数继承参考Generators_data.csv的风电/光伏设定
541 | SN | 1 | 陕西 | Yan'an | Yanchuan | 敏皓延川县15MW（10.8MW）光伏扶贫电站项目 | Yanchuan County poverty alleviation solar project | -- | 光伏 | PV | 10.8 | operating | 2017 |  |  | 36.8819 | 110.0219 | L100001015426 | G100001016816 | https://www.gem.wiki/Yanchuan_County_poverty_alleviation_solar_project | Global Solar Power Tracker - February 2026 |  | 不适用 | 运行参数继承参考Generators_data.csv的风电/光伏设定
542 | SN | 1 | 陕西 | Tongchuan | Yijun | 宜君水厂光伏发电 | Yijun Water Plant solar project | -- | 光伏 | PV | 1.5 | operating | 2017 |  |  | 35.3486 | 109.1672 | L100001015538 | G100001016929 | https://www.gem.wiki/Yijun_Water_Plant_solar_project | Global Solar Power Tracker - February 2026 |  | 不适用 | 运行参数继承参考Generators_data.csv的风电/光伏设定
543 | SN | 1 | 陕西 | Hanzhong | Mian | 勉县元墩 | Yuandun County solar project | -- | 光伏 | PV | 1 | operating | 2016 |  |  | 33.1745 | 106.6824 | L100001015649 | G100001017040 | https://www.gem.wiki/Yuandun_County_solar_project | Global Solar Power Tracker - February 2026 |  | 不适用 | 运行参数继承参考Generators_data.csv的风电/光伏设定
544 | SN | 1 | 陕西 | Shangluo | Zhen'an | 镇安县恒光能源米粮镇光明村5.95兆瓦农光互补分布式电站 | Zhen'an agricultural and photovoltaic complementary solar project | -- | 光伏 | PV | 6 | operating | 2017 |  |  | 33.3820 | 109.0684 | L100001016098 | G100001017490 | https://www.gem.wiki/Zhen'an_agricultural_and_photovoltaic_complementary_solar_project | Global Solar Power Tracker - February 2026 |  | 不适用 | 运行参数继承参考Generators_data.csv的风电/光伏设定
545 | SN | 1 | 陕西 |  |  |  | Zhuanjing G solar project | -- | 光伏 | Assumed PV | 15 | operating | 2017 |  |  | 37.5360 | 107.7510 | L100000828716 | G100000832422 | https://www.gem.wiki/Zhuanjing_G_solar_project | Global Solar Power Tracker - February 2026 |  | 不适用 | 运行参数继承参考Generators_data.csv的风电/光伏设定
546 | SN | 1 | 陕西 | Yulin | Shenmu | 国华神木谢家堡风电场，凌云风电场，国华神木风电场4、5、6期, 国华新能源神木谢家堡风电场 | Hebei Guohua Shenmu Xiejiapu wind farm | -- | 风电 | Onshore | 160.7 | operating | 2020 | China Energy Investment Group New Energy Co Ltd | Guohua (Shenmu) New Energy | 38.4937 | 110.3584 | L100001007633 | G100001008832 | https://www.gem.wiki/Hebei_Guohua_Shenmu_Xiejiapu_wind_farm | Global Wind Power Tracker - February 2026 |  | 不适用 | 运行参数继承参考Generators_data.csv的风电/光伏设定
547 | SN | 1 | 陕西 | Yulin | Fugu | 神府-河北南网特高压通道配府谷风电项目 | Shaanxi - Hebei Power Export Fugu (Deyuan) wind farm | -- | 风电 | Onshore | 200 | operating | 2025 | Fugu Energy Development CO LTD of Shaanxi Coal Chemical Industry Group [30%]; Shenhua Guoneng Group Co Ltd [70%] | Shaanxi Deyuan Fugu New Energy | 39.239 | 110.769 | L100000918648 | G100000923013 | https://www.gem.wiki/Shaanxi_-_Hebei_Power_Export_Fugu_(Deyuan)_wind_farm | Global Wind Power Tracker - February 2026 |  | 不适用 | 运行参数继承参考Generators_data.csv的风电/光伏设定
548 | SN | 1 | 陕西 | Yulin | Shenmu City | 国华锦界神府-河北南网特高压通道配套神木风电项目, 三一集团榆林神木20万千瓦风电项目 | Shaanxi - Hebei Power Export Shenmu (Sany) wind farm | -- | 风电 | Onshore | 200 | operating | 2025 | Sany New Energy Investment Co Ltd [100%] |  | 38.4698 | 110.7621 | L100000918650 | G100000923015 | https://www.gem.wiki/Shaanxi_-_Hebei_Power_Export_Shenmu_(Sany)_wind_farm | Global Wind Power Tracker - February 2026 |  | 不适用 | 运行参数继承参考Generators_data.csv的风电/光伏设定
549 | SN | 1 | 陕西 | Yulin | Jingbian | 长安电力王渠则100MW风电项目 | Shaanxi - Hubei Power Export Jingbian Wangquze wind farm | -- | 风电 | Onshore | 100 | operating | 2024 | Shaanxi Coal and Chemical Group Co Ltd [100%] | Shaanxi Coal Group Fugu Energy Chang'an Power Yulin Sales | 37.4048 | 108.6062 | L100000918712 | G100000923081 | https://www.gem.wiki/Shaanxi_-_Hubei_Power_Export_Jingbian_Wangquze_wind_farm | Global Wind Power Tracker - February 2026 |  | 不适用 | 运行参数继承参考Generators_data.csv的风电/光伏设定
550 | SN | 1 | 陕西 | Yan'an | Yanchuan | 三峡能源延川200兆瓦风力发电项目 | Shaanxi - Hubei Power Export Yanchuan (Three Gorges) wind farm | -- | 风电 | Onshore | 200 | operating | 2025 | China Three Gorges (Group) Shaanxi Branch Co [100%] |  | 36.721 | 110.187 | L100000918719 | G100000923088 | https://www.gem.wiki/Shaanxi_-_Hubei_Power_Export_Yanchuan_(Three_Gorges)_wind_farm | Global Wind Power Tracker - February 2026 |  | 不适用 | 运行参数继承参考Generators_data.csv的风电/光伏设定
551 | SN | 1 | 陕西 | Yan'an | Ansai District | 延安润高新能源有限公司安塞区建华镇20MW分散式风电项目 | Shaanxi Ansai District Jianhua Distributed wind farm | -- | 风电 | Onshore | 20 | operating | 2022 | Yan'an Rungao New Energy Co Ltd |  | 36.954 | 109.299 | L100001050148 | G100001057844 | https://www.gem.wiki/Shaanxi_Ansai_District_Jianhua_Distributed_wind_farm | Global Wind Power Tracker - February 2026 |  | 不适用 | 运行参数继承参考Generators_data.csv的风电/光伏设定
552 | SN | 1 | 陕西 | Yan'an | Ansai District | 上海电气安塞化子坪镇50兆瓦风电项目 | Shaanxi Ansai Huaziping wind farm | -- | 风电 | Onshore | 50 | operating | 2020 |  | Ansai Jiujiu New Energy | 37.083 | 109.0899 | L100001045425 | G100001051129 | https://www.gem.wiki/Shaanxi_Ansai_Huaziping_wind_farm | Global Wind Power Tracker - February 2026 |  | 不适用 | 运行参数继承参考Generators_data.csv的风电/光伏设定
553 | SN | 1 | 陕西 | Yan'an | Ansai District | 陕西安塞建坪风电场 | Shaanxi Ansai Jianping wind farm | -- | 风电 | Onshore | 50 | operating | 2020 | China Energy Construction Investment Shareholding Co Ltd [100%] | Ansai China Power Engineering New Energy | 37.2969 | 108.4504 | L100000903489 | G100000904281 | https://www.gem.wiki/Shaanxi_Ansai_Jianping_wind_farm | Global Wind Power Tracker - February 2026 |  | 不适用 | 运行参数继承参考Generators_data.csv的风电/光伏设定
554 | SN | 1 | 陕西 | Yan'an | Ansai District | 安塞延电新能源有限公司安塞镰刀湾北部5万千瓦风电项目 | Shaanxi Ansai Liandaowan North wind farm | -- | 风电 | Onshore | 49.6 | operating | 2020 | Ansai Yandian New Energy Co Ltd |  | 37.221 | 108.987 | L100001045423 | G100001051127 | https://www.gem.wiki/Shaanxi_Ansai_Liandaowan_North_wind_farm | Global Wind Power Tracker - February 2026 |  | 不适用 | 运行参数继承参考Generators_data.csv的风电/光伏设定
555 | SN | 1 | 陕西 | Yan'an | Ansai District | 大唐延安安塞镰刀湾50兆瓦风电场 | Shaanxi Ansai Liandaowan wind farm | -- | 风电 | Onshore | 50 | operating | 2020 | China Datang Corporation New Energy Co Ltd [100%] | Datang Yan'an New Energy | 37.1985 | 108.9938 | L100000918652 | G100000923017 | https://www.gem.wiki/Shaanxi_Ansai_Liandaowan_wind_farm | Global Wind Power Tracker - February 2026 |  | 不适用 | 运行参数继承参考Generators_data.csv的风电/光伏设定
556 | SN | 1 | 陕西 | Yan'an | Ansai District | 大唐延安新能源延安安塞王家湾风电场49.5MW发电工程 | Shaanxi Ansai Wangjiawan wind farm | -- | 风电 | Onshore | 50 | operating | 2013 | China Datang Corporation Renewable Power Co Ltd [100%] | Datang Yan'an New Energy | 37.2436 | 109.0554 | L100000904716 | G100000905805 | https://www.gem.wiki/Shaanxi_Ansai_Wangjiawan_wind_farm | Global Wind Power Tracker - February 2026 |  | 不适用 | 运行参数继承参考Generators_data.csv的风电/光伏设定
557 | SN | 1 | 陕西 | Weinan | Baishui | 白水县华风100兆瓦风力发电项目 | Shaanxi Baishui (Huafeng) wind farm | -- | 风电 | Onshore | 100 | operating | 2025 | Xi'an Huafeng New Energy Development Co Ltd [100%] | Baishui Huafeng New Energy Technology | 35.2466 | 109.6341 | L100000918656 | G100000923021 | https://www.gem.wiki/Shaanxi_Baishui_(Huafeng)_wind_farm | Global Wind Power Tracker - February 2026 |  | 不适用 | 运行参数继承参考Generators_data.csv的风电/光伏设定
558 | SN | 1 | 陕西 | Weinan | Baishui | 陕西白水方山风电场 | Shaanxi Baishui Fangshan wind farm | -- | 风电 | Onshore | 30 | operating | 2018 | Guohua Energy Investment Co Ltd [100%] |  | 35.8894 | 109.1357 | L100000903485 | G100000904277 | https://www.gem.wiki/Shaanxi_Baishui_Fangshan_wind_farm | Global Wind Power Tracker - February 2026 |  | 不适用 | 运行参数继承参考Generators_data.csv的风电/光伏设定
559 | SN | 1 | 陕西 | Weinan | Baishui | 白水县西固镇5万千瓦风电项目 | Shaanxi Baishuixian Xigu wind farm | -- | 风电 | Onshore | 50 | operating | 2021 | Weinan Xintianshuo New Energy Co Ltd [100%] | Baishui Jinshuo Wind Power Generation | 35.1798 | 109.7026 | L100000904725 | G100000905814 | https://www.gem.wiki/Shaanxi_Baishuixian_Xigu_wind_farm | Global Wind Power Tracker - February 2026 |  | 不适用 | 运行参数继承参考Generators_data.csv的风电/光伏设定
560 | SN | 1 | 陕西 | Yan'an | Baota District | 延安吉电新能源有限公司宝塔蟠龙一期风电场, 宝塔蟠龙风电场 | Shaanxi Baota Panlong wind farm | 1 | 风电 | Onshore | 50 | operating | 2020 | Jilin Electric Power Co Ltd | Yan'an Jilin Power | 36.879 | 109.619 | L100001045408 | G100001051111 | https://www.gem.wiki/Shaanxi_Baota_Panlong_wind_farm | Global Wind Power Tracker - February 2026 |  | 不适用 | 运行参数继承参考Generators_data.csv的风电/光伏设定
561 | SN | 1 | 陕西 | Yan'an | Baota District | 延安吉电新能源有限公司宝塔蟠龙二期风电场, 宝塔蟠龙风电场 | Shaanxi Baota Panlong wind farm | 2 | 风电 | Onshore | 50 | operating | 2020 | Jilin Electric Power Co Ltd | Yan'an Jilin Power | 36.879 | 109.619 | L100001045408 | G100001051110 | https://www.gem.wiki/Shaanxi_Baota_Panlong_wind_farm | Global Wind Power Tracker - February 2026 |  | 不适用 | 运行参数继承参考Generators_data.csv的风电/光伏设定
562 | SN | 1 | 陕西 | Weinan | Chengcheng | 澄城秦阳新能源有限公司澄南风光互补项目 | Shaanxi Chengcheng Chengnan wind farm | Wind portion | 风电 | Onshore | 50 | operating | 2025 | Weinan Lvdong Qinyang New Energy Co Ltd [100%] | Chengcheng Qinyang New Energy | 35.1943 | 109.9267 | L100000918659 | G100000923024 | https://www.gem.wiki/Shaanxi_Chengcheng_Chengnan_wind_farm | Global Wind Power Tracker - February 2026 |  | 不适用 | 运行参数继承参考Generators_data.csv的风电/光伏设定
563 | SN | 1 | 陕西 | Weinan | Chengcheng | 大唐澄城交道-寺前100兆瓦风电项目 | Shaanxi Chengcheng Jiaodao Siqian wind farm | -- | 风电 | Onshore | 99 | operating | 2024 |  | Datang Chengcheng Windpower Development | 35.0583 | 109.9291 | L100000918660 | G100000923025 | https://www.gem.wiki/Shaanxi_Chengcheng_Jiaodao_Siqian_wind_farm | Global Wind Power Tracker - February 2026 |  | 不适用 | 运行参数继承参考Generators_data.csv的风电/光伏设定
564 | SN | 1 | 陕西 | Weinan | Chengcheng | 大唐澄城寺前5万千瓦风力发电项目 | Shaanxi Chengcheng Siqian 50 MW wind farm | -- | 风电 | Onshore | 50 | operating | 2020 | Datang Chengcheng Windpower Development Co Ltd |  | 35.058 | 109.977 | L100001020607 | G100001023502 | https://www.gem.wiki/Shaanxi_Chengcheng_Siqian_50_MW_wind_farm | Global Wind Power Tracker - February 2026 |  | 不适用 | 运行参数继承参考Generators_data.csv的风电/光伏设定
565 | SN | 1 | 陕西 | Weinan | Chengcheng | 澄城县王庄镇20兆瓦分散式风电项目 | Shaanxi Chengcheng Wangzhuangzhen distributed wind farm | -- | 风电 | Onshore | 20 | operating | 2022 | Weinan Panshan Yuanyang New Energy Technology Co Ltd [100%] | Chengcheng Shenchuan New Energy | 35.282 | 109.849 | L100000918661 | G100000923026 | https://www.gem.wiki/Shaanxi_Chengcheng_Wangzhuangzhen_distributed_wind_farm | Global Wind Power Tracker - February 2026 |  | 不适用 | 运行参数继承参考Generators_data.csv的风电/光伏设定
566 | SN | 1 | 陕西 | Xianyang | Chunhua | 淳化北部汇新10万千瓦风力发电项目 | Shaanxi Chunhua (Huixin) wind farm | -- | 风电 | Onshore | 100 | operating | 2024 | China Life Asset Management Co Ltd [8%]; unknown [15%]; China National Nuclear Power Co Ltd [70%]; Sichuan Chuantou Energy Co Ltd [6%] | China Nuclear Exchange Energy | 34.7985 | 108.5766 | L100000918662 | G100000923027 | https://www.gem.wiki/Shaanxi_Chunhua_(Huixin)_wind_farm | Global Wind Power Tracker - February 2026 |  | 不适用 | 运行参数继承参考Generators_data.csv的风电/光伏设定
567 | SN | 1 | 陕西 | Xianyang | Chunhua | 陕西中核淳化100MW风力发电项目 | Shaanxi Chunhua wind farm | -- | 风电 | Onshore | 100 | operating | 2024 | Inner Mongolia Huolinhe Open-Pit Coal Co Ltd [100%] | Shaanxi China Nuclear Photovoltaic Power Generation | 34.951 | 108.423 | L100000918663 | G100000923028 | https://www.gem.wiki/Shaanxi_Chunhua_wind_farm | Global Wind Power Tracker - February 2026 |  | 不适用 | 运行参数继承参考Generators_data.csv的风电/光伏设定
568 | SN | 1 | 陕西 | Xianyang | Chunhua | 淳化中略 80MW 风电项目 | Shaanxi Chunhua Zhonglue wind farm | -- | 风电 | Onshore | 80 | operating | 2020 | SPIC Guizhou Jinyuan Weining Energy Co Ltd [70%]; Zhejiang Zhonglue New Energy Technology Co Ltd [30%] | Chunhua Zhonglue Wind Power | 34.7986 | 108.5762 | L100000918664 | G100000923029 | https://www.gem.wiki/Shaanxi_Chunhua_Zhonglue_wind_farm | Global Wind Power Tracker - February 2026 |  | 不适用 | 运行参数继承参考Generators_data.csv的风电/光伏设定
569 | SN | 1 | 陕西 | Weinan | Dali | 陕西渭南大荔20兆瓦陆上分散式风电项目 | Shaanxi Dali (Sinopec) Distributed wind farm | -- | 风电 | Onshore | 20 | operating | 2021 | Siopec Group Xinxing Shaanxi New Energy Technology Co Ltd |  | 34.769 | 109.973 | L100001025591 | G100001030285 | https://www.gem.wiki/Shaanxi_Dali_(Sinopec)_Distributed_wind_farm | Global Wind Power Tracker - February 2026 |  | 不适用 | 运行参数继承参考Generators_data.csv的风电/光伏设定
570 | SN | 1 | 陕西 | Weinan | Dali | 产投集团大荔县30MW风电项目 | Shaanxi Dali (Weinan Industrial Investment Development) distributed wind farm | -- | 风电 | Onshore | 30 | operating | 2025 | Weinan State Owned Capital Holding (Group) Co Ltd [100%] | Weinan Industrial Investment Development Group | 34.9361 | 110.0121 | L100000918667 | G100000923032 | https://www.gem.wiki/Shaanxi_Dali_(Weinan_Industrial_Investment_Development)_distributed_wind_farm | Global Wind Power Tracker - February 2026 |  | 不适用 | 运行参数继承参考Generators_data.csv的风电/光伏设定
571 | SN | 1 | 陕西 | Weinan | Dali | 中电建大荔段家4万千瓦分散式风电项目 | Shaanxi Dali Duanjia Distributed wind farm | -- | 风电 | Onshore | 40 | operating | 2021 | China Power Construction Group Northwest Survey and Design Institute Co Ltd | Dali Northwest Hydropower New Energy | 34.869 | 109.834 | L100001050143 | G100001057838 | https://www.gem.wiki/Shaanxi_Dali_Duanjia_Distributed_wind_farm | Global Wind Power Tracker - February 2026 |  | 不适用 | 运行参数继承参考Generators_data.csv的风电/光伏设定
572 | SN | 1 | 陕西 | Weinan | Dali | 渭南市大荔县范家两宜分散式风电项目 | Shaanxi Dali Fanjia Liangyi Distributed wind farm | -- | 风电 | Onshore | 30 | operating | 2021 | Dali County Guoshun New Energy Co Ltd |  | 35.021 | 110.159 | L100001047949 | G100001054781 | https://www.gem.wiki/Shaanxi_Dali_Fanjia_Liangyi_Distributed_wind_farm | Global Wind Power Tracker - February 2026 |  | 不适用 | 运行参数继承参考Generators_data.csv的风电/光伏设定
573 | SN | 1 | 陕西 | Weinan | Dali | 恒盛大荔县范家镇分散式风电项目 | Shaanxi Dali Fanjiazhen Distributed wind farm | -- | 风电 | Onshore | 20 | operating | 2021 | Dali Xinyuan New Energy Development Co Ltd |  | 34.995 | 110.173 | L100001026062 | G100001031309 | https://www.gem.wiki/Shaanxi_Dali_Fanjiazhen_Distributed_wind_farm | Global Wind Power Tracker - February 2026 |  | 不适用 | 运行参数继承参考Generators_data.csv的风电/光伏设定
574 | SN | 1 | 陕西 | Weinan | Dali | 产投集团大荔县官池镇分散式风电项目 | Shaanxi Dali Guanchi Distributed wind farm | -- | 风电 | Onshore | 30 | operating | 2021 | Dali Xinyuan New Energy Development Co Ltd |  | 34.739 | 109.944 | L100001026063 | G100001031310 | https://www.gem.wiki/Shaanxi_Dali_Guanchi_Distributed_wind_farm | Global Wind Power Tracker - February 2026 |  | 不适用 | 运行参数继承参考Generators_data.csv的风电/光伏设定
575 | SN | 1 | 陕西 | Weinan | Dali | 官池镇5万千瓦风力发电项目 | Shaanxi Dali Guanchizhen wind farm | -- | 风电 | Onshore | 50 | operating | 2021 | Dali Hexu Windpower Co Ltd |  | 34.7127 | 109.9905 | L100001004352 | G100001005089 | https://www.gem.wiki/Shaanxi_Dali_Guanchizhen_wind_farm | Global Wind Power Tracker - February 2026 |  | 不适用 | 运行参数继承参考Generators_data.csv的风电/光伏设定
576 | SN | 1 | 陕西 | Weinan | Dali | 电建西北院大荔双泉分散式风电项目 | Shaanxi Dali Shuangquan Distributed wind farm | -- | 风电 | Onshore | 40 | operating | 2021 | China Power Construction Group Northwest Survey and Design Institute Co Ltd | Dali Northwest Hydropower New Energy | 34.932 | 109.964 | L100001050144 | G100001057839 | https://www.gem.wiki/Shaanxi_Dali_Shuangquan_Distributed_wind_farm | Global Wind Power Tracker - February 2026 |  | 不适用 | 运行参数继承参考Generators_data.csv的风电/光伏设定
577 | SN | 1 | 陕西 | Yulin | Dingbian | 陕西定边杨井沈口子风电场 | Shaanxi Dingbian Chenkouzi wind farm | -- | 风电 | Onshore | 100 | operating | 2016 |  | Huaneng Dingbian New Energy | 37.3154 | 107.956 | L100000903499 | G100000904299 | https://www.gem.wiki/Shaanxi_Dingbian_Chenkouzi_wind_farm | Global Wind Power Tracker - February 2026 |  | 不适用 | 运行参数继承参考Generators_data.csv的风电/光伏设定
578 | SN | 1 | 陕西 | Yulin | Dingbian | 定边陈梁风电场 | Shaanxi Dingbian Chenliang wind farm | -- | 风电 | Onshore | 49.5 | operating | 2020 | China Longyuan Power Group Corp Ltd [100%] | Guodian Dingbian New Energy | 37.4868 | 107.865 | L100001005716 | G100001006865 | https://www.gem.wiki/Shaanxi_Dingbian_Chenliang_wind_farm | Global Wind Power Tracker - February 2026 |  | 不适用 | 运行参数继承参考Generators_data.csv的风电/光伏设定
579 | SN | 1 | 陕西 | Yulin | Dingbian | 陕西定边大沙湾风电场工程项目 | Shaanxi Dingbian Dashawan wind farm | -- | 风电 | Onshore | 50 | operating | 2016 |  | Huaneng Shaanxi Dingbian Power | 37.4485 | 108.2671 | L100000903500 | G100000904300 | https://www.gem.wiki/Shaanxi_Dingbian_Dashawan_wind_farm | Global Wind Power Tracker - February 2026 |  | 不适用 | 运行参数继承参考Generators_data.csv的风电/光伏设定
580 | SN | 1 | 陕西 | Yulin | Dingbian | 华能新能源榆林定边红柳沟、郝滩、周台子、白湾子分散式风电场39.6MW发电工程 | Shaanxi Dingbian Distributed wind farm | -- | 风电 | Onshore | 40 | operating | 2014 | Huaneng Renewables Corp Ltd [100%] | Huaneng Dingbian New Energy Power Generation | 37.4928 | 107.6664 | L100000904712 | G100000905800 | https://www.gem.wiki/Shaanxi_Dingbian_Distributed_wind_farm | Global Wind Power Tracker - February 2026 |  | 不适用 | 运行参数继承参考Generators_data.csv的风电/光伏设定
581 | SN | 1 | 陕西 | Yulin | Dingbian | 陕西定边董新庄风电场一期 | Shaanxi Dingbian Dongxinzhuang wind farm | 1 | 风电 | Onshore | 50 | operating | 2018 |  | Yellow River Hydro Dingbian New Energy | 37.3976 | 107.7941 | L100000903501 | G100000904301 | https://www.gem.wiki/Shaanxi_Dingbian_Dongxinzhuang_wind_farm | Global Wind Power Tracker - February 2026 |  | 不适用 | 运行参数继承参考Generators_data.csv的风电/光伏设定
582 | SN | 1 | 陕西 | Yulin | Dingbian | 陕西定边董新庄风电场二期 | Shaanxi Dingbian Dongxinzhuang wind farm | 2 | 风电 | Onshore | 50 | operating | 2018 |  | Yellow River Hydro Dingbian New Energy | 37.3976 | 107.7941 | L100000903501 | G100000904302 | https://www.gem.wiki/Shaanxi_Dingbian_Dongxinzhuang_wind_farm | Global Wind Power Tracker - February 2026 |  | 不适用 | 运行参数继承参考Generators_data.csv的风电/光伏设定
583 | SN | 1 | 陕西 | Yulin | Dingbian | 陕西定边董新庄三期分散式风电场 | Shaanxi Dingbian Dongxinzhuang wind farm | 3 | 风电 | Onshore | 30 | operating | 2019 |  | Yellow River Hydro Dingbian New Energy | 37.3976 | 107.7941 | L100000903501 | G100000904303 | https://www.gem.wiki/Shaanxi_Dingbian_Dongxinzhuang_wind_farm | Global Wind Power Tracker - February 2026 |  | 不适用 | 运行参数继承参考Generators_data.csv的风电/光伏设定
584 | SN | 1 | 陕西 | Yulin | Dingbian | 陕西定边杜家沟风电场一期 | Shaanxi Dingbian Dujiagou wind farm | 1 | 风电 | Onshore | 50 | operating | 2019 | China Longyuan Power Group Corp Ltd [100%] | Longyuan Dingbian Windpower | 37.403 | 107.288 | L100000903502 | G100000904304 | https://www.gem.wiki/Shaanxi_Dingbian_Dujiagou_wind_farm | Global Wind Power Tracker - February 2026 |  | 不适用 | 运行参数继承参考Generators_data.csv的风电/光伏设定
585 | SN | 1 | 陕西 | Yulin | Dingbian | 陕西定边杜家沟风电场二期 | Shaanxi Dingbian Dujiagou wind farm | 2 | 风电 | Onshore | 45 | operating |  | China Longyuan Power Group Corp Ltd [100%] | Dingbian Longyuan New Energy | 37.403 | 107.288 | L100000903502 | G100000904305 | https://www.gem.wiki/Shaanxi_Dingbian_Dujiagou_wind_farm | Global Wind Power Tracker - February 2026 |  | 不适用 | 运行参数继承参考Generators_data.csv的风电/光伏设定
586 | SN | 1 | 陕西 | Yulin | Dingbian | 陕西定边繁食沟风电场 一期 | Shaanxi Dingbian Fanshigou wind farm | 1 | 风电 | Onshore | 50 | operating | 2011 |  | Guodian Shaanxi Windpower | 37.4436 | 107.9172 | L100000903503 | G100000904306 | https://www.gem.wiki/Shaanxi_Dingbian_Fanshigou_wind_farm | Global Wind Power Tracker - February 2026 |  | 不适用 | 运行参数继承参考Generators_data.csv的风电/光伏设定
587 | SN | 1 | 陕西 | Yulin | Dingbian | 陕西定边繁食沟风电场 二期 | Shaanxi Dingbian Fanshigou wind farm | 2 | 风电 | Onshore | 50 | operating | 2012 |  | Guodian Shaanxi Windpower | 37.4196 | 107.825 | L100000903503 | G100000904307 | https://www.gem.wiki/Shaanxi_Dingbian_Fanshigou_wind_farm | Global Wind Power Tracker - February 2026 |  | 不适用 | 运行参数继承参考Generators_data.csv的风电/光伏设定
588 | SN | 1 | 陕西 | Yulin | Dingbian | 陕西定边繁食沟风电场 三期 | Shaanxi Dingbian Fanshigou wind farm | 3 | 风电 | Onshore | 50 | operating | 2017 |  | Guodian Dingbian New Energy | 37.3976 | 107.7941 | L100000903503 | G100000904308 | https://www.gem.wiki/Shaanxi_Dingbian_Fanshigou_wind_farm | Global Wind Power Tracker - February 2026 |  | 不适用 | 运行参数继承参考Generators_data.csv的风电/光伏设定
589 | SN | 1 | 陕西 | Yulin | Dingbian | 陕西定边繁食沟风电场 四期 | Shaanxi Dingbian Fanshigou wind farm | 4 | 风电 | Onshore | 50 | operating | 2017 |  | Guodian Dingbian New Energy | 37.3833 | 107.8902 | L100000903503 | G100000904309 | https://www.gem.wiki/Shaanxi_Dingbian_Fanshigou_wind_farm | Global Wind Power Tracker - February 2026 |  | 不适用 | 运行参数继承参考Generators_data.csv的风电/光伏设定
590 | SN | 1 | 陕西 | Yulin | Dingbian | 陕西定边冯地坑风电场一期 | Shaanxi Dingbian Fengdikeng wind farm | 1 | 风电 | Onshore | 50 | operating | 2014 |  | Shaanxi Xixia Energy | 37.3414 | 107.3124 | L100000903504 | G100000904310 | https://www.gem.wiki/Shaanxi_Dingbian_Fengdikeng_wind_farm | Global Wind Power Tracker - February 2026 |  | 不适用 | 运行参数继承参考Generators_data.csv的风电/光伏设定
591 | SN | 1 | 陕西 | Yulin | Dingbian | 陕西定边冯地坑风电场二期 | Shaanxi Dingbian Fengdikeng wind farm | 2 | 风电 | Onshore | 50 | operating | 2017 | Shaanxi Local Power Dingbian Energy Co Ltd [100%] |  | 37.275 | 107.334 | L100000903504 | G100000904311 | https://www.gem.wiki/Shaanxi_Dingbian_Fengdikeng_wind_farm | Global Wind Power Tracker - February 2026 |  | 不适用 | 运行参数继承参考Generators_data.csv的风电/光伏设定
592 | SN | 1 | 陕西 | Yulin | Dingbian | 陕西定边谷梁风电场 | Shaanxi Dingbian Guliang wind farm | -- | 风电 | Onshore | 102 | operating | 2020 | Huaneng Shaanxi Dingbian Power Co Ltd [100%] |  | 37.3976 | 107.7941 | L100000903505 | G100000904312 | https://www.gem.wiki/Shaanxi_Dingbian_Guliang_wind_farm | Global Wind Power Tracker - February 2026 |  | 不适用 | 运行参数继承参考Generators_data.csv的风电/光伏设定
593 | SN | 1 | 陕西 | Yulin | Dingbian | 陕西定边郝滩风电场 | Shaanxi Dingbian Haotan wind farm | -- | 风电 | Onshore | 50 | operating | 2016 | Huaneng Shaanxi Dingbian Power Co Ltd [100%] |  | 37.4348 | 108.2444 | L100000903506 | G100000904313 | https://www.gem.wiki/Shaanxi_Dingbian_Haotan_wind_farm | Global Wind Power Tracker - February 2026 |  | 不适用 | 运行参数继承参考Generators_data.csv的风电/光伏设定
594 | SN | 1 | 陕西 | Yulin | Dingbian | 定边红柳沟100MW风电项目 | Shaanxi Dingbian Hongliugou wind farm | -- | 风电 | Onshore | 100 | operating | 2020 | Xi'an Huachen New Energy Co Ltd [100%] | Dingbian Huachen New Energy | 37.6075 | 107.5929 | L100000918670 | G100000923035 | https://www.gem.wiki/Shaanxi_Dingbian_Hongliugou_wind_farm | Global Wind Power Tracker - February 2026 |  | 不适用 | 运行参数继承参考Generators_data.csv的风电/光伏设定
595 | SN | 1 | 陕西 | Yulin | Dingbian | 大唐定边胡尖山一期风电项目 | Shaanxi Dingbian Hujianshan wind farm | 1 | 风电 | Onshore | 50 | operating | 2020 | China Datang Corporation New Energy Co Ltd [100%] | Datang Dingbian Hujianshan New Energy | 37.5988 | 107.5929 | L100000918671 | G100000923036 | https://www.gem.wiki/Shaanxi_Dingbian_Hujianshan_wind_farm | Global Wind Power Tracker - February 2026 |  | 不适用 | 运行参数继承参考Generators_data.csv的风电/光伏设定
596 | SN | 1 | 陕西 | Yulin | Dingbian | 大唐定边胡尖山二期风电项目 | Shaanxi Dingbian Hujianshan wind farm | 2 | 风电 | Onshore | 50 | operating | 2020 | China Datang Corporation New Energy Co Ltd [100%] | Datang Dingbian Hujianshan New Energy | 37.5988 | 107.5929 | L100000918671 | G100000923037 | https://www.gem.wiki/Shaanxi_Dingbian_Hujianshan_wind_farm | Global Wind Power Tracker - February 2026 |  | 不适用 | 运行参数继承参考Generators_data.csv的风电/光伏设定
597 | SN | 1 | 陕西 | Yulin | Dingbian County | 定边胡梁风电场 | Shaanxi Dingbian Huliang wind farm | -- | 风电 | Onshore | 50 | operating | 2020 | Shaanxi Xinhua Water Resources and Hydropower Investment Co Ltd [100%] | Xinhua Power Dingbian New Energy Development | 37.1663 | 108.0341 | L100001005703 | G100001006849 | https://www.gem.wiki/Shaanxi_Dingbian_Huliang_wind_farm | Global Wind Power Tracker - February 2026 |  | 不适用 | 运行参数继承参考Generators_data.csv的风电/光伏设定
598 | SN | 1 | 陕西 | Yulin | Dingbian | 陕西定边胶泥崾风电场 | Shaanxi Dingbian Jiaoniyao First wind farm | -- | 风电 | Onshore | 50 | operating | 2021 | China Energy Conservation Windpower Shareholding Co Ltd [100%] | China Energy Conservation Dingbian Windpower | 37.3976 | 107.7941 | L100000903507 | G100000904314 | https://www.gem.wiki/Shaanxi_Dingbian_Jiaoniyao_First_wind_farm | Global Wind Power Tracker - February 2026 |  | 不适用 | 运行参数继承参考Generators_data.csv的风电/光伏设定
599 | SN | 1 | 陕西 | Yulin | Dingbian | 陕西定边姬塬风电场一期 | Shaanxi Dingbian Jiyuan wind farm | 1 | 风电 | Onshore | 50 | operating | 2019 |  | Dingbian Tianrun Windpower | 37.0417 | 107.4667 | L100000903508 | G100000904315 | https://www.gem.wiki/Shaanxi_Dingbian_Jiyuan_wind_farm | Global Wind Power Tracker - February 2026 |  | 不适用 | 运行参数继承参考Generators_data.csv的风电/光伏设定
600 | SN | 1 | 陕西 | Yulin | Dingbian | 陕西定边姬塬风电场二期 | Shaanxi Dingbian Jiyuan wind farm | 2 | 风电 | Onshore | 50 | operating | 2020 |  | Dingbian Tianrun Windpower | 37.1349 | 107.3987 | L100000903508 | G100000904316 | https://www.gem.wiki/Shaanxi_Dingbian_Jiyuan_wind_farm | Global Wind Power Tracker - February 2026 |  | 不适用 | 运行参数继承参考Generators_data.csv的风电/光伏设定
601 | SN | 1 | 陕西 | Yulin | Dingbian | 陕西定边狼尔沟一、二期风电场 | Shaanxi Dingbian Langergou wind farm | 1 & 2 | 风电 | Onshore | 100 | operating | 2018 |  | Huaneng Dingbian New Energy Development | 37.4567 | 107.5789 | L100000903509 | G100000904317 | https://www.gem.wiki/Shaanxi_Dingbian_Langergou_wind_farm | Global Wind Power Tracker - February 2026 |  | 不适用 | 运行参数继承参考Generators_data.csv的风电/光伏设定
602 | SN | 1 | 陕西 | Yulin | Dingbian | 陕西定边马圈梁风电场 | Shaanxi Dingbian Maquanliang wind farm | -- | 风电 | Onshore | 50 | operating | 2017 |  | Huaneng Shaanxi Dingbian Power | 37.3405 | 108.0767 | L100000903510 | G100000904318 | https://www.gem.wiki/Shaanxi_Dingbian_Maquanliang_wind_farm | Global Wind Power Tracker - February 2026 |  | 不适用 | 运行参数继承参考Generators_data.csv的风电/光伏设定
603 | SN | 1 | 陕西 | Yulin | Dingbian County | 华能定边明水湖风电场 | Shaanxi Dingbian Mingshuihu wind farm | -- | 风电 | Onshore | 100 | operating | 2024 | Huaneng Renewables Corp Ltd [100%] | Huaneng Dingbian New Energy | 37.7369 | 107.6339 | L100001005645 | G100001006775 | https://www.gem.wiki/Shaanxi_Dingbian_Mingshuihu_wind_farm | Global Wind Power Tracker - February 2026 |  | 不适用 | 运行参数继承参考Generators_data.csv的风电/光伏设定
604 | SN | 1 | 陕西 | Yulin | Dingbian | 华能定边南山15万千瓦风电项目 | Shaanxi Dingbian Nanshan (Huaneng) wind farm | -- | 风电 | Onshore | 150 | operating |  | Liaoning Creative Bellows Manufacture Co Ltd; Huaneng Renewables Corp Ltd | Huaneng Xinxingjia (Shaanxi) New Energy Technology | 37.3486 | 107.5999 | L100000918672 | G100000923038 | https://www.gem.wiki/Shaanxi_Dingbian_Nanshan_(Huaneng)_wind_farm | Global Wind Power Tracker - February 2026 |  | 不适用 | 运行参数继承参考Generators_data.csv的风电/光伏设定
605 | SN | 1 | 陕西 | Yulin | Dingbian | 陕西定边双山风电场 | Shaanxi Dingbian Shuangshan wind farm | -- | 风电 | Onshore | 50 | operating | 2020 |  | Datang Dingbian Windpower | 37.3976 | 107.7941 | L100000903512 | G100000904320 | https://www.gem.wiki/Shaanxi_Dingbian_Shuangshan_wind_farm | Global Wind Power Tracker - February 2026 |  | 不适用 | 运行参数继承参考Generators_data.csv的风电/光伏设定
606 | SN | 1 | 陕西 | Yulin | Dingbian | 定边王家梁风电场项目 | Shaanxi Dingbian Wangjialiang wind farm | -- | 风电 | Onshore | 150 | operating | 2024 | Yulin Yuanyiheng New Energy Co Ltd [100%] | Dingbian Yuanding New Energy | 37.519 | 107.5153 | L100000918673 | G100000923039 | https://www.gem.wiki/Shaanxi_Dingbian_Wangjialiang_wind_farm | Global Wind Power Tracker - February 2026 |  | 不适用 | 运行参数继承参考Generators_data.csv的风电/光伏设定
607 | SN | 1 | 陕西 | Yulin | Dingbian | 陕西定边王盘山高伙场风电场 | Shaanxi Dingbian Wangpanshan Gaohuochang wind farm | -- | 风电 | Onshore | 50 | operating | 2018 |  | Shaanxi Hudian Dingbian Windpower | 37.3976 | 107.7941 | L100000903513 | G100000904321 | https://www.gem.wiki/Shaanxi_Dingbian_Wangpanshan_Gaohuochang_wind_farm | Global Wind Power Tracker - February 2026 |  | 不适用 | 运行参数继承参考Generators_data.csv的风电/光伏设定
608 | SN | 1 | 陕西 | Yulin | Dingbian | 陕西定边王盘山洋峁湖风电场 | Shaanxi Dingbian Wangpanshan Yangmaohu wind farm | -- | 风电 | Onshore | 50 | operating | 2018 |  | Shaanxi Hudian Dingbian Windpower | 37.1752 | 107.5897 | L100000903514 | G100000904322 | https://www.gem.wiki/Shaanxi_Dingbian_Wangpanshan_Yangmaohu_wind_farm | Global Wind Power Tracker - February 2026 |  | 不适用 | 运行参数继承参考Generators_data.csv的风电/光伏设定
609 | SN | 1 | 陕西 | Yulin | Dingbian | 陕西定边武峁子风电场 | Shaanxi Dingbian Wumaozi wind farm | -- | 风电 | Onshore | 100 | operating | 2016 |  | Huaneng Dingbian New Energy | 37.2965 | 107.8257 | L100000903515 | G100000904323 | https://www.gem.wiki/Shaanxi_Dingbian_Wumaozi_wind_farm | Global Wind Power Tracker - February 2026 |  | 不适用 | 运行参数继承参考Generators_data.csv的风电/光伏设定
610 | SN | 1 | 陕西 | Yulin | Dingbian | 陕西定边新安边风电场 | Shaanxi Dingbian Xin'Anbian wind farm | -- | 风电 | Onshore | 51 | operating | 2020 |  | Xinhua Power Dingbian New Energy Development | 37.4048 | 108.033 | L100000903516 | G100000904324 | https://www.gem.wiki/Shaanxi_Dingbian_Xin'Anbian_wind_farm | Global Wind Power Tracker - February 2026 |  | 不适用 | 运行参数继承参考Generators_data.csv的风电/光伏设定
611 | SN | 1 | 陕西 | Yulin | Dingbian | 陕西定边新墩风电场 | Shaanxi Dingbian Xindun wind farm | -- | 风电 | Onshore | 100 | operating | 2019 |  | Huaneng Dingbian New Energy Development | 37.4583 | 107.5083 | L100000903511 | G100000904319 | https://www.gem.wiki/Shaanxi_Dingbian_Xindun_wind_farm | Global Wind Power Tracker - February 2026 |  | 不适用 | 运行参数继承参考Generators_data.csv的风电/光伏设定
612 | SN | 1 | 陕西 | Yulin | Dingbian | 定边白家山杏树湾风电场 | Shaanxi Dingbian Xingshuwan wind farm | -- | 风电 | Onshore | 50 | operating | 2020 | Hubei Liefeng Energy Co., Ltd. [100%] | Dingbian Guoneng New Energy Co., Ltd. | 37.3692 | 107.7034 | L100001005693 | G100001006842 | https://www.gem.wiki/Shaanxi_Dingbian_Xingshuwan_wind_farm | Global Wind Power Tracker - February 2026 |  | 不适用 | 运行参数继承参考Generators_data.csv的风电/光伏设定
613 | SN | 1 | 陕西 | Yulin | Dingbian | 陕西定边新庄风电场 | Shaanxi Dingbian Xinzhuang wind farm | -- | 风电 | Onshore | 100 | operating | 2019 |  | Guoneng Dingbian New Energy | 37.3976 | 107.7941 | L100000903517 | G100000904325 | https://www.gem.wiki/Shaanxi_Dingbian_Xinzhuang_wind_farm | Global Wind Power Tracker - February 2026 |  | 不适用 | 运行参数继承参考Generators_data.csv的风电/光伏设定
614 | SN | 1 | 陕西 | Yulin | Dingbian | 陕西定边学庄风电场 | Shaanxi Dingbian Xuezhuang wind farm | -- | 风电 | Onshore | 50 | operating | 2017 |  | Huaneng Shaanxi Dingbian Power | 37.3833 | 108.1204 | L100000903518 | G100000904326 | https://www.gem.wiki/Shaanxi_Dingbian_Xuezhuang_wind_farm | Global Wind Power Tracker - February 2026 |  | 不适用 | 运行参数继承参考Generators_data.csv的风电/光伏设定
615 | SN | 1 | 陕西 | Yulin | Dingbian | 陕西定边徐坑风电场 | Shaanxi Dingbian Xukeng wind farm | -- | 风电 | Onshore | 50 | operating | 2020 | China Resources Power New Energy Investment Limited [100%] | China Resources Huarun Power (Dingbian) | 37.3976 | 107.7941 | L100000903519 | G100000904327 | https://www.gem.wiki/Shaanxi_Dingbian_Xukeng_wind_farm | Global Wind Power Tracker - February 2026 |  | 不适用 | 运行参数继承参考Generators_data.csv的风电/光伏设定
616 | SN | 1 | 陕西 | Yulin | Dingbian | 陕西定边定边徐新庄风电场 | Shaanxi Dingbian Xuxinzhuang wind farm | -- | 风电 | Onshore | 100 | operating | 2018 |  | Datan Dingbian Windpower | 37.3976 | 107.7941 | L100000903520 | G100000904328 | https://www.gem.wiki/Shaanxi_Dingbian_Xuxinzhuang_wind_farm | Global Wind Power Tracker - February 2026 |  | 不适用 | 运行参数继承参考Generators_data.csv的风电/光伏设定
617 | SN | 1 | 陕西 | Yulin | Dingbian | 陕西定边杨井风电场一期 | Shaanxi Dingbian Yangjing (Huaneng) wind farm | 1 | 风电 | Onshore | 50 | operating | 2016 | Huaneng Dingbian New Energy Co Ltd [100%] |  | 37.3362 | 108.0214 | L100000903521 | G100000904329 | https://www.gem.wiki/Shaanxi_Dingbian_Yangjing_(Huaneng)_wind_farm | Global Wind Power Tracker - February 2026 |  | 不适用 | 运行参数继承参考Generators_data.csv的风电/光伏设定
618 | SN | 1 | 陕西 | Yulin | Dingbian | 陕西定边杨井风电场二期 (华能) | Shaanxi Dingbian Yangjing (Huaneng) wind farm | 2 | 风电 | Onshore | 50 | operating | 2016 | Huaneng Dingbian New Energy Co Ltd [100%] |  | 37.3301 | 107.9041 | L100000903521 | G100000904330 | https://www.gem.wiki/Shaanxi_Dingbian_Yangjing_(Huaneng)_wind_farm | Global Wind Power Tracker - February 2026 |  | 不适用 | 运行参数继承参考Generators_data.csv的风电/光伏设定
619 | SN | 1 | 陕西 | Yulin | Dingbian | 陕西定边油房庄风电场一期 | Shaanxi Dingbian Youfangzhuang wind farm | 1 | 风电 | Onshore | 50 | operating | 2017 | Datang Shaanxi Power Generation Co Ltd [100%] | Datan Dingbian Windpower | 37.4008 | 107.7722 | L100000903522 | G100000904331 | https://www.gem.wiki/Shaanxi_Dingbian_Youfangzhuang_wind_farm | Global Wind Power Tracker - February 2026 |  | 不适用 | 运行参数继承参考Generators_data.csv的风电/光伏设定
620 | SN | 1 | 陕西 | Yulin | Dingbian | 陕西定边油房庄风电场二期 | Shaanxi Dingbian Youfangzhuang wind farm | 2 | 风电 | Onshore | 50 | operating | 2017 | Datang Shaanxi Power Generation Co Ltd [100%] | Datang Dingbian Windpower | 37.3961 | 107.7334 | L100000903522 | G100000904332 | https://www.gem.wiki/Shaanxi_Dingbian_Youfangzhuang_wind_farm | Global Wind Power Tracker - February 2026 |  | 不适用 | 运行参数继承参考Generators_data.csv的风电/光伏设定
621 | SN | 1 | 陕西 | Yulin | Dingbian | 陕西定边张家山风场一期 | Shaanxi Dingbian Zhangjiashan wind farm | 1 | 风电 | Onshore | 50 | operating | 2011 | Datang Shaanxi Power Generation CO LTDDingbian Windfarm [100%] |  | 37.3631 | 107.5208 | L100000903523 | G100000904333 | https://www.gem.wiki/Shaanxi_Dingbian_Zhangjiashan_wind_farm | Global Wind Power Tracker - February 2026 |  | 不适用 | 运行参数继承参考Generators_data.csv的风电/光伏设定
622 | SN | 1 | 陕西 | Yulin | Dingbian | 陕西定边张家山风场二期 | Shaanxi Dingbian Zhangjiashan wind farm | 2 | 风电 | Onshore | 50 | operating | 2011 | Datang Shaanxi Power Generation CO LTDDingbian Windfarm [100%] |  | 37.4012 | 107.514 | L100000903523 | G100000904334 | https://www.gem.wiki/Shaanxi_Dingbian_Zhangjiashan_wind_farm | Global Wind Power Tracker - February 2026 |  | 不适用 | 运行参数继承参考Generators_data.csv的风电/光伏设定
623 | SN | 1 | 陕西 | Yulin | Dingbian | 陕西定边张家山风场三期 | Shaanxi Dingbian Zhangjiashan wind farm | 3 | 风电 | Onshore | 50 | operating | 2017 | Datang Shaanxi Power Generation Co Ltd [100%] | Datang Dingbian Windpower | 37.3046 | 107.5456 | L100000903523 | G100000904335 | https://www.gem.wiki/Shaanxi_Dingbian_Zhangjiashan_wind_farm | Global Wind Power Tracker - February 2026 |  | 不适用 | 运行参数继承参考Generators_data.csv的风电/光伏设定
624 | SN | 1 | 陕西 | Yulin | Dingbian | 陕西定边张家山风场四期 | Shaanxi Dingbian Zhangjiashan wind farm | 4 | 风电 | Onshore | 50 | operating | 2018 | Datang Shaanxi Power Generation Co Ltd [100%] | Datang Dingbian Windpower | 37.3976 | 107.7941 | L100000903523 | G100000904336 | https://www.gem.wiki/Shaanxi_Dingbian_Zhangjiashan_wind_farm | Global Wind Power Tracker - February 2026 |  | 不适用 | 运行参数继承参考Generators_data.csv的风电/光伏设定
625 | SN | 1 | 陕西 | Yulin | Dingbian | 陕西华电定边张崾先50MW风电项目 | Shaanxi Dingbian Zhangyaoxian wind farm | 1 | 风电 | Onshore | 50 | operating | 2020 | Shaanxi Huadian New Energy Power Generation Co Ltd [100%] | Shaanxi Huadian Dingbian Wind Power Generation | 36.9705 | 107.5946 | L100000918674 | G100000923040 | https://www.gem.wiki/Shaanxi_Dingbian_Zhangyaoxian_wind_farm | Global Wind Power Tracker - February 2026 |  | 不适用 | 运行参数继承参考Generators_data.csv的风电/光伏设定
626 | SN | 1 | 陕西 | Yulin | Dingbian | 华电定边张崾先二期风电项目 | Shaanxi Dingbian Zhangyaoxian wind farm | 2 | 风电 | Onshore | 50 | operating |  | Shaanxi Huadian New Energy Power Generation Co Ltd [100%] | Shaanxi Huadian Dingbian Wind Power Generation | 36.9705 | 107.5946 | L100000918674 | G100000923041 | https://www.gem.wiki/Shaanxi_Dingbian_Zhangyaoxian_wind_farm | Global Wind Power Tracker - February 2026 |  | 不适用 | 运行参数继承参考Generators_data.csv的风电/光伏设定
627 | SN | 1 | 陕西 | Yulin | Dingbian | 陕西定边朱庄风场 | Shaanxi Dingbian Zhuzhuang wind farm | -- | 风电 | Onshore | 50 | operating | 2017 | Ningxia Yingxing Energy Shareholding Co Ltd [100%] | Shaanxi Fengsheng Energy | 37.3976 | 107.7941 | L100000903524 | G100000904337 | https://www.gem.wiki/Shaanxi_Dingbian_Zhuzhuang_wind_farm | Global Wind Power Tracker - February 2026 |  | 不适用 | 运行参数继承参考Generators_data.csv的风电/光伏设定
628 | SN | 1 | 陕西 | Yulin | Fugu | 陕能府谷孤山风电场（折水川风电场）, 陕能府谷孤山风电场 | Shaanxi Energy Fugu Gushan wind farm | -- | 风电 | Onshore | 50 | operating | 2021 | Shaanxi Hydropower Development Co Ltd | Shaanxi Energy Investment Yulin Clean Energy Develoopment | 39.0769 | 110.9041 | L100001005633 | G100001006765 | https://www.gem.wiki/Shaanxi_Energy_Fugu_Gushan_wind_farm | Global Wind Power Tracker - February 2026 |  | 不适用 | 运行参数继承参考Generators_data.csv的风电/光伏设定
629 | SN | 1 | 陕西 | Yulin | Yuyang District | 陕能君能风电场 | Shaanxi Energy Junneng wind farm | -- | 风电 | Onshore | 10 | operating | 2020 | Shaanxi Investment Group Co Ltd [100%] | Shaanxi Hydropower Development | 38.7456 | 109.6898 | L100001005643 | G100001006774 | https://www.gem.wiki/Shaanxi_Energy_Junneng_wind_farm | Global Wind Power Tracker - February 2026 |  | 不适用 | 运行参数继承参考Generators_data.csv的风电/光伏设定
630 | SN | 1 | 陕西 | Xianyang | Yongshou | 陕能利民风电场（永寿分散式风力发电项目） | Shaanxi Energy Limin wind farm | -- | 风电 | Onshore | 20 | operating | 2021 | Shaanxi Investment Group Co Ltd [100%] | Shaanxi Hydropower Development Group Co., Ltd. | 34.8561 | 108.0837 | L100001005637 | G100001006769 | https://www.gem.wiki/Shaanxi_Energy_Limin_wind_farm | Global Wind Power Tracker - February 2026 |  | 不适用 | 运行参数继承参考Generators_data.csv的风电/光伏设定
631 | SN | 1 | 陕西 | Xianyang | Yongshou | 陕能上桐湾风电场（君能永寿20MW分散式风力发电项目） | Shaanxi Energy Shangtongwan wind farm | -- | 风电 | Onshore | 20 | operating | 2021 | Shaanxi Investment Group Co Ltd [100%] | Shaanxi Hydropower Development Group Co., Ltd. | 34.8872 | 108.0187 | L100001005639 | G100001006770 | https://www.gem.wiki/Shaanxi_Energy_Shangtongwan_wind_farm | Global Wind Power Tracker - February 2026 |  | 不适用 | 运行参数继承参考Generators_data.csv的风电/光伏设定
632 | SN | 1 | 陕西 | Yulin | Shenmu | 陕能石峁风电场（神木君能西站40MW分散式风电项目） | Shaanxi Energy Shimao wind farm | -- | 风电 | Onshore | 40 | operating | 2021 | Shaanxi Investment Group Co Ltd [100%] | Shaanxi Hydropower Development Group Co., Ltd. | 38.4764 | 110.7539 | L100001005636 | G100001006768 | https://www.gem.wiki/Shaanxi_Energy_Shimao_wind_farm | Global Wind Power Tracker - February 2026 |  | 不适用 | 运行参数继承参考Generators_data.csv的风电/光伏设定
633 | SN | 1 | 陕西 | Yulin | Shenmu | 神木君能高家堡40MW分散式风电项目、神木君能沟岔40MW分散式风电项目, 陕能太禾风电场 （神木君能高家堡40MW分散式风电项目、神木君能沟岔40MW分散式风电项目） | Shaanxi Energy Taihe wind farm | -- | 风电 | Onshore | 80 | operating | 2021 | Shaanxi Investment Group Co Ltd [100%] | Shaanxi Hydropower Development Group Co., Ltd. | 38.5489 | 110.2948 | L100001005635 | G100001006767 | https://www.gem.wiki/Shaanxi_Energy_Taihe_wind_farm | Global Wind Power Tracker - February 2026 |  | 不适用 | 运行参数继承参考Generators_data.csv的风电/光伏设定
634 | SN | 1 | 陕西 | Yulin | Yuyang | 陕能榆阳小壕兔风电场一期（纳林风电场）, 陕能榆阳小壕兔风电场 | Shaanxi Energy Xiaohaotu wind farm | 1 | 风电 | Onshore | 100 | operating | 2018 | Shaanxi Hydropower Development Group Co Ltd | Shaanxi Energy Investment Yulin Clean Energy Develoopment | 38.7955 | 109.6129 | L100001005516 | G100001006582 | https://www.gem.wiki/Shaanxi_Energy_Xiaohaotu_wind_farm | Global Wind Power Tracker - February 2026 |  | 不适用 | 运行参数继承参考Generators_data.csv的风电/光伏设定
635 | SN | 1 | 陕西 | Yan'an | Huanglong | 陕能邢家沟风电场 | Shaanxi Energy Xingjiagou wind farm | -- | 风电 | Onshore | 50 | operating | 2020 | Shaanxi Investment Group Co Ltd [100%] | Shaanxi Hydropower Development | 35.7533 | 109.8274 | L100001005642 | G100001006773 | https://www.gem.wiki/Shaanxi_Energy_Xingjiagou_wind_farm | Global Wind Power Tracker - February 2026 |  | 不适用 | 运行参数继承参考Generators_data.csv的风电/光伏设定
636 | SN | 1 | 陕西 | Yulin | Fugu | 陕能折水川风电场 | Shaanxi Energy Zheshuichuan wind farm | -- | 风电 | Onshore | 50 | operating | 2021 | Shaanxi Investment Group Co Ltd [100%] | Shaanxi Hydropower Development | 39.0716 | 110.7791 | L100001005640 | G100001006771 | https://www.gem.wiki/Shaanxi_Energy_Zheshuichuan_wind_farm | Global Wind Power Tracker - February 2026 |  | 不适用 | 运行参数继承参考Generators_data.csv的风电/光伏设定
637 | SN | 1 | 陕西 | Yulin | Suide | 陕能中角风电场 | Shaanxi Energy Zhongjiao wind farm | -- | 风电 | Onshore | 50 | operating | 2021 | Shaanxi Investment Group Co Ltd [100%] | Shaanxi Hydropower Development | 37.5726 | 110.4945 | L100001005641 | G100001006772 | https://www.gem.wiki/Shaanxi_Energy_Zhongjiao_wind_farm | Global Wind Power Tracker - February 2026 |  | 不适用 | 运行参数继承参考Generators_data.csv的风电/光伏设定
638 | SN | 1 | 陕西 | Baoji | Feng | 陕西凤县东河桥风电场 | Shaanxi Fengxian Dongheqiao wind farm | -- | 风电 | Onshore | 45 | operating | 2016 |  | Shaanxi Longyuan New Energy | 35.8894 | 109.1357 | L100000903480 | G100000904271 | https://www.gem.wiki/Shaanxi_Fengxian_Dongheqiao_wind_farm | Global Wind Power Tracker - February 2026 |  | 不适用 | 运行参数继承参考Generators_data.csv的风电/光伏设定
639 | SN | 1 | 陕西 | Baoji | Feng | 龙源陕西风力发电宝鸡凤县观日台风电场49.5MW发电工程 | Shaanxi Fengxian Longyuan wind farm | -- | 风电 | Onshore | 50 | operating | 2013 | China Longyuan Power Group Corp Ltd [100%] | Shaanxi Longyuan Wind Power | 34.085 | 106.525 | L100000904713 | G100000905801 | https://www.gem.wiki/Shaanxi_Fengxian_Longyuan_wind_farm | Global Wind Power Tracker - February 2026 |  | 不适用 | 运行参数继承参考Generators_data.csv的风电/光伏设定
640 | SN | 1 | 陕西 | Baoji | Feng | 龙源陕西风力发电宝鸡凤县马头滩风电场49.5MW发电工程 | Shaanxi Fengxian Matoutan wind farm | -- | 风电 | Onshore | 50 | operating | 2013 | China Longyuan Power Group Corp Ltd [100%] | Shaanxi Longyuan Wind Power | 34.173 | 106.9733 | L100000904714 | G100000905802 | https://www.gem.wiki/Shaanxi_Fengxian_Matoutan_wind_farm | Global Wind Power Tracker - February 2026 |  | 不适用 | 运行参数继承参考Generators_data.csv的风电/光伏设定
641 | SN | 1 | 陕西 | Yulin | Fugu | 长安电力榆林配售电公司50兆瓦分散式风电项目 | Shaanxi Fugu (Shaanxi Coal and Chemical) Distributed wind farm | -- | 风电 | Onshore | 50.4 | operating | 2022 | Shaanxi Coal and Chemical Group Co Ltd [100%] | Shaanxi Coal Group Fugu Energy Chang'an Power Yulin Sales | 39.2997 | 110.9836 | L100000918675 | G100000923042 | https://www.gem.wiki/Shaanxi_Fugu_(Shaanxi_Coal_and_Chemical)_Distributed_wind_farm | Global Wind Power Tracker - February 2026 |  | 不适用 | 运行参数继承参考Generators_data.csv的风电/光伏设定
642 | SN | 1 | 陕西 | Yulin | Fugu | 陕西府谷哈镇风电场一期 | Shaanxi Fugu Hazhen wind farm | 1 | 风电 | Onshore | 50 | operating | 2019 |  | Yulin Xiehe New Energy | 39.1375 | 110.8987 | L100000903525 | G100000904338 | https://www.gem.wiki/Shaanxi_Fugu_Hazhen_wind_farm | Global Wind Power Tracker - February 2026 |  | 不适用 | 运行参数继承参考Generators_data.csv的风电/光伏设定
643 | SN | 1 | 陕西 | Yulin | Fugu | 陕西府谷哈镇风电场二期 | Shaanxi Fugu Hazhen wind farm | 2 | 风电 | Onshore | 50 | operating | 2019 |  | Yulin Xiehe New Energy | 39.4654 | 110.8875 | L100000903525 | G100000904339 | https://www.gem.wiki/Shaanxi_Fugu_Hazhen_wind_farm | Global Wind Power Tracker - February 2026 |  | 不适用 | 运行参数继承参考Generators_data.csv的风电/光伏设定
644 | SN | 1 | 陕西 | Yulin | Fugu | 府谷庙沟门48MW分散式风电工程项目 | Shaanxi Fugu Miaogoumen Distributed wind farm | -- | 风电 | Onshore | 48 | operating | 2021 | Fugu County Zhengyang Gaochuan New Energy Co Ltd |  | 39.239 | 110.783 | L100001050139 | G100001057832 | https://www.gem.wiki/Shaanxi_Fugu_Miaogoumen_Distributed_wind_farm | Global Wind Power Tracker - February 2026 |  | 不适用 | 运行参数继承参考Generators_data.csv的风电/光伏设定
645 | SN | 1 | 陕西 | Yulin | Fugu | 陕西府谷田家寨风电场一期 | Shaanxi Fugu Tianjiazhai wind farm | 1 | 风电 | Onshore | 50 | operating | 2019 |  | Fugu County Jingneng (Beijing Energy) New Energy | 39.1375 | 110.8987 | L100000903527 | G100000904341 | https://www.gem.wiki/Shaanxi_Fugu_Tianjiazhai_wind_farm | Global Wind Power Tracker - February 2026 |  | 不适用 | 运行参数继承参考Generators_data.csv的风电/光伏设定
646 | SN | 1 | 陕西 | Yulin | Fugu | 陕西府谷田家寨风电场二期 | Shaanxi Fugu Tianjiazhai wind farm | 2 | 风电 | Onshore | 50 | operating | 2020 |  |  | 38.9787 | 110.7622 | L100000903527 | G100000904342 | https://www.gem.wiki/Shaanxi_Fugu_Tianjiazhai_wind_farm | Global Wind Power Tracker - February 2026 |  | 不适用 | 运行参数继承参考Generators_data.csv的风电/光伏设定
647 | SN | 1 | 陕西 | Weinan | Hancheng City | 韩城东旭新能源20兆瓦分散式风电项目 | Shaanxi Hancheng (Dongxu) Distrib uted wind farm | -- | 风电 | Onshore | 20 | operating | 2024 | Hancheng Dongxu Energy Technology Co Ltd |  | 35.678 | 110.558 | L100001020451 | G100001023311 | https://www.gem.wiki/Shaanxi_Hancheng_(Dongxu)_Distrib_uted_wind_farm | Global Wind Power Tracker - February 2026 |  | 不适用 | 运行参数继承参考Generators_data.csv的风电/光伏设定
648 | SN | 1 | 陕西 | Weinan | Hancheng City | 韩城润阳新能源有限公司100MW 风电项目(一期） | Shaanxi Hancheng Runyang wind farm | -- | 风电 | Onshore | 50 | operating | 2021 | Huayuan Aneng (Zibo) Energy Investment Partnership (LP) [100%] | Hancheng Runyang New Energy | 35.6855 | 110.5569 | L100000918679 | G100000923047 | https://www.gem.wiki/Shaanxi_Hancheng_Runyang_wind_farm | Global Wind Power Tracker - February 2026 |  | 不适用 | 运行参数继承参考Generators_data.csv的风电/光伏设定
649 | SN | 1 | 陕西 | Longmen | Hancheng City | 韩城市芝阳镇分散式风电项目 | Shaanxi Hancheng Zhiyang Distributed wind farm | -- | 风电 | Onshore | 20 | operating | 2024 | Hancheng Dongxu Energy Technology Co Ltd |  | 35.642 | 110.538 | L100001020449 | G100001023310 | https://www.gem.wiki/Shaanxi_Hancheng_Zhiyang_Distributed_wind_farm | Global Wind Power Tracker - February 2026 |  | 不适用 | 运行参数继承参考Generators_data.csv的风电/光伏设定
650 | SN | 1 | 陕西 | Yulin | Hengshan District | 陕西横山狄青塬风电场一期 | Shaanxi Hengshan Diqingyuan wind farm | 1 | 风电 | Onshore | 50 | operating | 2015 |  | Yulin Guoyuan Windpower | 37.6329 | 109.2057 | L100000903528 | G100000904343 | https://www.gem.wiki/Shaanxi_Hengshan_Diqingyuan_wind_farm | Global Wind Power Tracker - February 2026 |  | 不适用 | 运行参数继承参考Generators_data.csv的风电/光伏设定
651 | SN | 1 | 陕西 | Yulin | Hengshan District | 陕西横山狄青塬风电场二期 | Shaanxi Hengshan Diqingyuan wind farm | 2 | 风电 | Onshore | 50 | operating | 2018 |  | Yulin Guoyuan Windpower | 37.6886 | 109.2929 | L100000903528 | G100000904344 | https://www.gem.wiki/Shaanxi_Hengshan_Diqingyuan_wind_farm | Global Wind Power Tracker - February 2026 |  | 不适用 | 运行参数继承参考Generators_data.csv的风电/光伏设定
652 | SN | 1 | 陕西 | Yulin | Hengshan District |  | Shaanxi Hengshan Distributed wind farms |  | 风电 | Onshore | 20 | operating | 2025 | State Power Investment Corporation Inner Mongolia Energy Co Ltd Chifeng Thermal Power Plant |  | 37.664 | 109.556 | L100001046864 | G100001053158 | https://www.gem.wiki/. | Global Wind Power Tracker - February 2026 |  | 不适用 | 运行参数继承参考Generators_data.csv的风电/光伏设定
653 | SN | 1 | 陕西 | Yulin | Hengshan District | 榆林横山2×20MW分散式风电项目韩岔项目 | Shaanxi Hengshan Distributed wind farms | Hancha | 风电 | Onshore | 20 | operating | 2025 | State Power Investment Corporation Inner Mongolia Energy Co Ltd Chifeng Thermal Power Plant |  | 37.857 | 109.493 | L100001046864 | G100001053157 | https://www.gem.wiki/. | Global Wind Power Tracker - February 2026 |  | 不适用 | 运行参数继承参考Generators_data.csv的风电/光伏设定
654 | SN | 1 | 陕西 | Yulin | Hengshan District | 华能陕西横山区南塔风电项目 | Shaanxi Hengshan Nanta wind farm | -- | 风电 | Onshore | 100 | operating | 2025 | Huaneng Shaanxi Power Generation Co Ltd [100%] | Huaneng Shaanxi Hengshan Power Generation | 37.904 | 109.7481 | L100000918684 | G100000923052 | https://www.gem.wiki/Shaanxi_Hengshan_Nanta_wind_farm | Global Wind Power Tracker - February 2026 |  | 不适用 | 运行参数继承参考Generators_data.csv的风电/光伏设定
655 | SN | 1 | 陕西 | Yulin | Hengshan District | 陕西横山双城风电场 | Shaanxi Hengshan Shuangcheng wind farm | -- | 风电 | Onshore | 46 | operating | 2017 |  | Longyuan Hengshan New Energy | 37.5097 | 109.3133 | L100000903529 | G100000904345 | https://www.gem.wiki/Shaanxi_Hengshan_Shuangcheng_wind_farm | Global Wind Power Tracker - February 2026 |  | 不适用 | 运行参数继承参考Generators_data.csv的风电/光伏设定
656 | SN | 1 | 陕西 | Yulin | Hengshan District | 华能陕西横山区南塔100兆瓦风电项目 | Shaanxi Hengshan Tanan wind farm | -- | 风电 | Onshore | 100 | operating | 2023 |  | Huaneng Shaanxi Dingbian Power | 37.9674 | 109.8328 | L100000918685 | G100000923053 | https://www.gem.wiki/Shaanxi_Hengshan_Tanan_wind_farm | Global Wind Power Tracker - February 2026 |  | 不适用 | 运行参数继承参考Generators_data.csv的风电/光伏设定
657 | SN | 1 | 陕西 | Weinan | Hancheng | 华能韩城要先风电场 | Shaanxi Huaneng Hancheng Yaoxian wind farm | -- | 风电 | Onshore | 50 | operating |  | Huaneng New Energy Co Ltd [100%] | Huaneng New Energy Company Shaanxi Branch | 35.4899 | 110.4173 | L100001005648 | G100001006778 | https://www.gem.wiki/Shaanxi_Huaneng_Hancheng_Yaoxian_wind_farm | Global Wind Power Tracker - February 2026 |  | 不适用 | 运行参数继承参考Generators_data.csv的风电/光伏设定
658 | SN | 1 | 陕西 | Yulin |  | 华能榆林冯家沟风电场 | Shaanxi Huaneng Yulin Fengjiagou wind farm | -- | 风电 | Onshore | 30 | operating |  | Huaneng New Energy Co Ltd [100%] | Huaneng New Energy LTD Shaanxi Branch | 38.2737 | 109.703 | L100001005647 | G100001006777 | https://www.gem.wiki/Shaanxi_Huaneng_Yulin_Fengjiagou_wind_farm | Global Wind Power Tracker - February 2026 |  | 不适用 | 运行参数继承参考Generators_data.csv的风电/光伏设定
659 | SN | 1 | 陕西 | Yan'an | Huanglong | 大唐黄龙新能源公司黄龙界头庙风电场项目 | Shaanxi Huanglong Jietoumiao wind farm | -- | 风电 | Onshore | 50 | operating | 2015 | Datang Shaanxi Power Generation Co Ltd [100%] | Datang Huanglong New Energy | 35.4902 | 109.7824 | L100000904726 | G100000905815 | https://www.gem.wiki/Shaanxi_Huanglong_Jietoumiao_wind_farm | Global Wind Power Tracker - February 2026 |  | 不适用 | 运行参数继承参考Generators_data.csv的风电/光伏设定
660 | SN | 1 | 陕西 | Yan'an | Huanglong | 陕西黄龙金家山风电场 | Shaanxi Huanglong Jinjiashan wind farm | -- | 风电 | Onshore | 50 | operating | 2017 |  | Huanglong China Power Engineering Windpower | 35.496 | 109.8425 | L100000903490 | G100000904282 | https://www.gem.wiki/Shaanxi_Huanglong_Jinjiashan_wind_farm | Global Wind Power Tracker - February 2026 |  | 不适用 | 运行参数继承参考Generators_data.csv的风电/光伏设定
661 | SN | 1 | 陕西 | Yan'an | Huanglong | 黄龙县崾崄乡东南梁村分散式风电项目黄龙县崾崄乡东南梁村分散式风电项目 | Shaanxi Huanglong Yaoxian Dongnanliangcun Distributed wind farm | -- | 风电 | Onshore | 30 | operating | 2021 | Huanglong Yaoqing New Energy Technology Co Ltd |  | 35.754 | 109.834 | L100001045422 | G100001051126 | https://www.gem.wiki/Shaanxi_Huanglong_Yaoxian_Dongnanliangcun_Distributed_wind_farm | Global Wind Power Tracker - February 2026 |  | 不适用 | 运行参数继承参考Generators_data.csv的风电/光伏设定
662 | SN | 1 | 陕西 | Yan'an | Huanglong | 陕西黄龙崾崄乡风电场 (龙庆) | Shaanxi Huanglong Yaoxianxiang (Longqing) wind farm | -- | 风电 | Onshore | 50 | operating | 2020 |  | Longqing New Energy Technology Co Ltd. | 37.2969 | 108.4504 | L100000903491 | G100000904283 | https://www.gem.wiki/Shaanxi_Huanglong_Yaoxianxiang_(Longqing)_wind_farm | Global Wind Power Tracker - February 2026 |  | 不适用 | 运行参数继承参考Generators_data.csv的风电/光伏设定
663 | SN | 1 | 陕西 | Yan'an | Huanglong | 陕西黄龙崾崄乡风电场一期 (国电投) | Shaanxi Huanglong Yaoxianxiang (State Power Investment) wind farm | 1 | 风电 | Onshore | 50 | operating | 2020 | Shanghai Energy Technology Development Co Ltd [100%] | China Power Construction (Shaanxi) Huanglong New Energy and Power | 37.2969 | 108.4504 | L100000903492 | G100000904284 | https://www.gem.wiki/Shaanxi_Huanglong_Yaoxianxiang_(State_Power_Investment)_wind_farm | Global Wind Power Tracker - February 2026 |  | 不适用 | 运行参数继承参考Generators_data.csv的风电/光伏设定
664 | SN | 1 | 陕西 | Yan'an | Huanglong | 陕西黄龙崾崄乡风电场二期 (国电投) | Shaanxi Huanglong Yaoxianxiang (State Power Investment) wind farm | 2 | 风电 | Onshore | 50 | operating | 2020 |  |  | 37.2969 | 108.4504 | L100000903492 | G100000904285 | https://www.gem.wiki/Shaanxi_Huanglong_Yaoxianxiang_(State_Power_Investment)_wind_farm | Global Wind Power Tracker - February 2026 |  | 不适用 | 运行参数继承参考Generators_data.csv的风电/光伏设定
665 | SN | 1 | 陕西 | Weinan | Huayin City | 华能华阴市孟塬10万千瓦风电项目 | Shaanxi Huayin Mengyuan wind farm | 1 | 风电 | Onshore | 100 | operating |  |  | Huaneng Shaanxi Huayin Power Generation | 34.5626 | 110.1506 | L100000918687 | G100000923055 | https://www.gem.wiki/Shaanxi_Huayin_Mengyuan_wind_farm | Global Wind Power Tracker - February 2026 |  | 不适用 | 运行参数继承参考Generators_data.csv的风电/光伏设定
666 | SN | 1 | 陕西 | Yuilin | Jia | 佳县上高寨乡20MW分散式风电项目 | Shaanxi Jia County Shanggaozhai Distributed wind farm | -- | 风电 | Onshore | 20 | operating | 2021 | Jia County Xinchuangyuan New Energy Co Ltd |  | 38.311 | 110.306 | L100001026054 | G100001031301 | https://www.gem.wiki/Shaanxi_Jia_County_Shanggaozhai_Distributed_wind_farm | Global Wind Power Tracker - February 2026 |  | 不适用 | 运行参数继承参考Generators_data.csv的风电/光伏设定
667 | SN | 1 | 陕西 | Yulin | Jia | 佳县乌镇风电项目 | Shaanxi Jiaxian Wuzhen wind farm | -- | 风电 | Onshore | 50 | operating | 2023 | State Power Investment Corporation Shaanxi New Energy Co Ltd [100%] | Yulin Guoneng New Energy | 37.9346 | 110.3668 | L100000918690 | G100000923058 | https://www.gem.wiki/Shaanxi_Jiaxian_Wuzhen_wind_farm | Global Wind Power Tracker - February 2026 |  | 不适用 | 运行参数继承参考Generators_data.csv的风电/光伏设定
668 | SN | 1 | 陕西 | Yulin | Jingbian | 陕西华电靖边20万千瓦风电项目 | Shaanxi Jingbian (Huadian) wind farm | -- | 风电 | Onshore | 200 | operating | 2025 | Huadian New Energy Group Corp Ltd [100%] | Shaanxi Huadian New Energy Power Generation | 37.252 | 108.5535 | L100000918691 | G100000923059 | https://www.gem.wiki/Shaanxi_Jingbian_(Huadian)_wind_farm | Global Wind Power Tracker - February 2026 |  | 不适用 | 运行参数继承参考Generators_data.csv的风电/光伏设定
669 | SN | 1 | 陕西 | Yulin | Jingbian | 华能陕西靖边5万千瓦风电项目 | Shaanxi Jingbian (Huaneng) wind farm | -- | 风电 | Onshore | 50 | operating | 2025 | Huaneng Shaanxi Power Generation Co Ltd [100%] | Huaneng Shaanxi Jingbian Electric Power | 37.091 | 108.661 | L100000918692 | G100000923060 | https://www.gem.wiki/Shaanxi_Jingbian_(Huaneng)_wind_farm | Global Wind Power Tracker - February 2026 |  | 不适用 | 运行参数继承参考Generators_data.csv的风电/光伏设定
670 | SN | 1 | 陕西 | Yulin | Jingbian | 陕西靖边风电场一期 (鲁能) | Shaanxi Jingbian (Luneng) wind farm | 1 | 风电 | Onshore | 48 | operating | 2011 |  | Shaanxi Luneng Jingbian Windpower Development | 37.5028 | 108.6254 | L100000903530 | G100000904346 | https://www.gem.wiki/Shaanxi_Jingbian_(Luneng)_wind_farm | Global Wind Power Tracker - February 2026 |  | 不适用 | 运行参数继承参考Generators_data.csv的风电/光伏设定
671 | SN | 1 | 陕西 | Yulin | Jingbian | 中电投靖边白天赐风电一期49.5MW工程项目 | Shaanxi Jingbian Baitianci wind farm | 1 | 风电 | Onshore | 50 | operating | 2015 | Qinghai Huanghe Hydropower Development Co Ltd [100%] | Jingbian Huanghe Energy | 37.4434 | 108.7974 | L100000904728 | G100000905817 | https://www.gem.wiki/Shaanxi_Jingbian_Baitianci_wind_farm | Global Wind Power Tracker - February 2026 |  | 不适用 | 运行参数继承参考Generators_data.csv的风电/光伏设定
672 | SN | 1 | 陕西 | Yulin | Jingbian | 陕西靖边草山梁风电场 | Shaanxi Jingbian Caoshanliang (Guodian) wind farm | -- | 风电 | Onshore | 50 | operating | 2012 | Guodian Shaanxi Windpower Co Ltd [100%] |  | 37.4795 | 108.3559 | L100000903531 | G100000904347 | https://www.gem.wiki/Shaanxi_Jingbian_Caoshanliang_(Guodian)_wind_farm | Global Wind Power Tracker - February 2026 |  | 不适用 | 运行参数继承参考Generators_data.csv的风电/光伏设定
673 | SN | 1 | 陕西 | Yulin | Jingbian | 陕西东坑靖边四十里铺风电场二期 | Shaanxi Jingbian Dongkeng Sishilipu wind farm | 1 | 风电 | Onshore | 50 | operating | 2016 |  | Shaanxi Jingbian Shenggao New Energy | 37.5167 | 108.5583 | L100000903539 | G100000904361 | https://www.gem.wiki/Shaanxi_Jingbian_Dongkeng_Sishilipu_wind_farm | Global Wind Power Tracker - February 2026 |  | 不适用 | 运行参数继承参考Generators_data.csv的风电/光伏设定
674 | SN | 1 | 陕西 | Yulin | Jingbian | 陕西东坑靖边四十里铺风电场 | Shaanxi Jingbian Dongkeng Sishilipu wind farm | 2 | 风电 | Onshore | 50 | operating | 2017 |  | Jingbian Shengyuan New Energy Power | 37.4828 | 108.8044 | L100000903539 | G100000904362 | https://www.gem.wiki/Shaanxi_Jingbian_Dongkeng_Sishilipu_wind_farm | Global Wind Power Tracker - February 2026 |  | 不适用 | 运行参数继承参考Generators_data.csv的风电/光伏设定
675 | SN | 1 | 陕西 | Yulin | Jingbian | 龙源靖边风力发电榆林高家沟风电场49.5MW发电工程 | Shaanxi Jingbian Gaojiagou wind farm | -- | 风电 | Onshore | 50 | operating | 2013 | China Longyuan Power Group Corp Ltd [100%] | Jingbian Longyuan Wind Power | 37.5418 | 108.8136 | L100000904718 | G100000905807 | https://www.gem.wiki/Shaanxi_Jingbian_Gaojiagou_wind_farm | Global Wind Power Tracker - February 2026 |  | 不适用 | 运行参数继承参考Generators_data.csv的风电/光伏设定
676 | SN | 1 | 陕西 | Yulin | Jingbian | 靖边靖安30MW分散式风电场项目 | Shaanxi Jingbian Jing'an Distributed wind farm | -- | 风电 | Onshore | 30 | operating | 2021 | Jingbian Yunneng New Energy Co Ltd |  | 37.545 | 108.789 | L100001020604 | G100001023499 | https://www.gem.wiki/Shaanxi_Jingbian_Jing'an_Distributed_wind_farm | Global Wind Power Tracker - February 2026 |  | 不适用 | 运行参数继承参考Generators_data.csv的风电/光伏设定
677 | SN | 1 | 陕西 | Yulin | Jingbian | 陕西靖边祭山梁风电场一期 | Shaanxi Jingbian Jishanliang wind farm | 1 | 风电 | Onshore | 50 | operating | 2013 | Guodian Shaanxi New Energy Co Ltd [100%] |  | 37.2726 | 108.2689 | L100000903533 | G100000904349 | https://www.gem.wiki/Shaanxi_Jingbian_Jishanliang_wind_farm | Global Wind Power Tracker - February 2026 |  | 不适用 | 运行参数继承参考Generators_data.csv的风电/光伏设定
678 | SN | 1 | 陕西 | Yulin | Jingbian | 陕西靖边祭山梁风电场二期 | Shaanxi Jingbian Jishanliang wind farm | 2 | 风电 | Onshore | 50 | operating | 2013 | Guodian Shaanxi New Energy Co Ltd [100%] |  | 37.2591 | 108.3176 | L100000903533 | G100000904350 | https://www.gem.wiki/Shaanxi_Jingbian_Jishanliang_wind_farm | Global Wind Power Tracker - February 2026 |  | 不适用 | 运行参数继承参考Generators_data.csv的风电/光伏设定
679 | SN | 1 | 陕西 | Yulin | Jingbian | 陕西靖边祭山梁风电场三期 | Shaanxi Jingbian Jishanliang wind farm | 3 | 风电 | Onshore | 50 | operating | 2013 | Guodian Shaanxi New Energy Co Ltd [100%] |  | 37.2628 | 108.3494 | L100000903533 | G100000904351 | https://www.gem.wiki/Shaanxi_Jingbian_Jishanliang_wind_farm | Global Wind Power Tracker - February 2026 |  | 不适用 | 运行参数继承参考Generators_data.csv的风电/光伏设定
680 | SN | 1 | 陕西 | Yulin | Jingbian | 陕西靖边雷家山风电场 | Shaanxi Jingbian Leijiashan wind farm | -- | 风电 | Onshore | 51 | operating | 2021 | Guoadian Jingbian New Energy Co Ltd [100%] |  | 37.4757 | 108.3581 | L100000903534 | G100000904352 | https://www.gem.wiki/Shaanxi_Jingbian_Leijiashan_wind_farm | Global Wind Power Tracker - February 2026 |  | 不适用 | 运行参数继承参考Generators_data.csv的风电/光伏设定
681 | SN | 1 | 陕西 | Yulin | Jingbian | 陕西靖边梁吉台风电场 | Shaanxi Jingbian Liangjitai wind farm | -- | 风电 | Onshore | 51 | operating | 2020 | Guodian Shaanxi New Energy Co Ltd [100%] |  | 37.4995 | 108.4971 | L100000903532 | G100000904348 | https://www.gem.wiki/Shaanxi_Jingbian_Liangjitai_wind_farm | Global Wind Power Tracker - February 2026 |  | 不适用 | 运行参数继承参考Generators_data.csv的风电/光伏设定
682 | SN | 1 | 陕西 | Yulin | Jingbian | 陕西靖边李家梁风电场一期 | Shaanxi Jingbian Lijialiang wind farm | 1 | 风电 | Onshore | 50 | operating | 2013 | Yellow River Upstream Hydropower Development CO LTD Jingbian Branch [100%] |  | 37.4604 | 108.7174 | L100000903535 | G100000904353 | https://www.gem.wiki/Shaanxi_Jingbian_Lijialiang_wind_farm | Global Wind Power Tracker - February 2026 |  | 不适用 | 运行参数继承参考Generators_data.csv的风电/光伏设定
683 | SN | 1 | 陕西 | Yulin | Jingbian | 陕西靖边李家梁风电场二期 | Shaanxi Jingbian Lijialing wind farm | 2 | 风电 | Onshore | 50 | operating | 2014 |  | Jingbian County Yellow River Energy CO LTD (State Power Investment Corp.) | 37.4401 | 108.6861 | L100000903536 | G100000904354 | https://www.gem.wiki/Shaanxi_Jingbian_Lijialing_wind_farm | Global Wind Power Tracker - February 2026 |  | 不适用 | 运行参数继承参考Generators_data.csv的风电/光伏设定
684 | SN | 1 | 陕西 | Yulin | Jingbian | 陕西靖边龙洲风电场一期 | Shaanxi Jingbian Longzhou wind farm | 1 | 风电 | Onshore | 50 | operating | 2012 |  | Huaneng Shaanxi Jingbian Power | 37.5068 | 108.9173 | L100000903537 | G100000904355 | https://www.gem.wiki/Shaanxi_Jingbian_Longzhou_wind_farm | Global Wind Power Tracker - February 2026 |  | 不适用 | 运行参数继承参考Generators_data.csv的风电/光伏设定
685 | SN | 1 | 陕西 | Yulin | Jingbian | 陕西靖边龙洲风电场二期 | Shaanxi Jingbian Longzhou wind farm | 2 | 风电 | Onshore | 50 | operating | 2012 |  | Huaneng Shaanxi Jingbian Power | 37.5028 | 108.9083 | L100000903537 | G100000904356 | https://www.gem.wiki/Shaanxi_Jingbian_Longzhou_wind_farm | Global Wind Power Tracker - February 2026 |  | 不适用 | 运行参数继承参考Generators_data.csv的风电/光伏设定
686 | SN | 1 | 陕西 | Yulin | Jingbian | 陕西靖边龙洲风电场三期 | Shaanxi Jingbian Longzhou wind farm | 3 | 风电 | Onshore | 50 | operating | 2014 |  | Huaneng Shaanxi Jingbian Power | 37.5118 | 108.8567 | L100000903537 | G100000904357 | https://www.gem.wiki/Shaanxi_Jingbian_Longzhou_wind_farm | Global Wind Power Tracker - February 2026 |  | 不适用 | 运行参数继承参考Generators_data.csv的风电/光伏设定
687 | SN | 1 | 陕西 | Yulin | Jingbian | 陕西靖边龙洲风电场四期 | Shaanxi Jingbian Longzhou wind farm | 4 | 风电 | Onshore | 50 | operating | 2014 |  | Huaneng Shaanxi Jingbian Power | 37.5475 | 108.8807 | L100000903537 | G100000904358 | https://www.gem.wiki/Shaanxi_Jingbian_Longzhou_wind_farm | Global Wind Power Tracker - February 2026 |  | 不适用 | 运行参数继承参考Generators_data.csv的风电/光伏设定
688 | SN | 1 | 陕西 | Yulin | Jingbian | 陕西靖边龙洲风电场五期 | Shaanxi Jingbian Longzhou wind farm | 5 | 风电 | Onshore | 51 | operating | 2017 |  | Huaneng Shaanxi Jingbian Power | 37.4559 | 109.0766 | L100000903537 | G100000904359 | https://www.gem.wiki/Shaanxi_Jingbian_Longzhou_wind_farm | Global Wind Power Tracker - February 2026 |  | 不适用 | 运行参数继承参考Generators_data.csv的风电/光伏设定
689 | SN | 1 | 陕西 | Yulin | Jingbian |  | Shaanxi Jingbian Ma'anshan Distributed wind farm | -- | 风电 | Onshore | 20 | operating | 2021 | Jingbian Huashuo New Energy Co Ltd |  | 37.278 | 108.729 | L100001045421 | G100001051125 | https://www.gem.wiki/Shaanxi_Jingbian_Ma'anshan_Distributed_wind_farm | Global Wind Power Tracker - February 2026 |  | 不适用 | 运行参数继承参考Generators_data.csv的风电/光伏设定
690 | SN | 1 | 陕西 | Yulin | Jingbian | 陕西东坑靖边宁条梁风电场 | Shaanxi Jingbian Ningtiaoliang wind farm | 1 | 风电 | Onshore | 50 | operating | 2020 | Shaanxi Jingbian Mingyang New Energy Power Co Ltd [100%] |  | 37.2917 | 108.5667 | L100000903538 | G100000904360 | https://www.gem.wiki/Shaanxi_Jingbian_Ningtiaoliang_wind_farm | Global Wind Power Tracker - February 2026 |  | 不适用 | 运行参数继承参考Generators_data.csv的风电/光伏设定
691 | SN | 1 | 陕西 | Yulin | Jingbian | 靖边宁条梁风电场二期 | Shaanxi Jingbian Ningtiaoliang wind farm | 2 | 风电 | Onshore | 100 | operating | 2020 | Beijing Jieyuan New Energy Investment Co., Ltd. [100%] | Shaanxi Jingbian Mingyang New Energy Power Generation Co., Ltd. | 37.2917 | 108.5667 | L100000903538 | G100001006862 | https://www.gem.wiki/Shaanxi_Jingbian_Ningtiaoliang_wind_farm | Global Wind Power Tracker - February 2026 |  | 不适用 | 运行参数继承参考Generators_data.csv的风电/光伏设定
692 | SN | 1 | 陕西 | Yulin | Jingbian | 龙源靖边风力发电榆林庞畔风电场49.5MW发电工程 | Shaanxi Jingbian Pangpan wind farm | -- | 风电 | Onshore | 50 | operating | 2014 | China Longyuan Power Group Corp Ltd [100%] | Jingbian Longyuan Wind Power | 37.5091 | 109.1812 | L100000904717 | G100000905806 | https://www.gem.wiki/Shaanxi_Jingbian_Pangpan_wind_farm | Global Wind Power Tracker - February 2026 |  | 不适用 | 运行参数继承参考Generators_data.csv的风电/光伏设定
693 | SN | 1 | 陕西 | Yulin | Jingbian | 大唐新能源靖边天赐湾风电项目 | Shaanxi Jingbian Tianciwan wind farm | -- | 风电 | Onshore | 50 | operating | 2020 | Datang Jingbian New Energy Co Ltd |  | 37.347 | 108.857 | L100001020602 | G100001023495 | https://www.gem.wiki/Shaanxi_Jingbian_Tianciwan_wind_farm | Global Wind Power Tracker - February 2026 |  | 不适用 | 运行参数继承参考Generators_data.csv的风电/光伏设定
694 | SN | 1 | 陕西 | Yulin | Jingbian | 陕西华电风力发电榆林靖边王渠则风电场一期49.5MW发电工程 | Shaanxi Jingbian Wangquze wind farm | 1 | 风电 | Onshore | 50 | operating | 2013 | Huadian Fuxin Energy Development Co Ltd. [100%] | Shaanxi Huadian Wind Power Generation | 37.3602 | 108.6324 | L100000904715 | G100000905804 | https://www.gem.wiki/Shaanxi_Jingbian_Wangquze_wind_farm | Global Wind Power Tracker - February 2026 |  | 不适用 | 运行参数继承参考Generators_data.csv的风电/光伏设定
695 | SN | 1 | 陕西 | Yulin | Jingbian | 陕西华电风力发电西安王渠则风电场二期49.5MW发电工程 | Shaanxi Jingbian Wangquze wind farm | 2 | 风电 | Onshore | 50 | operating | 2013 | Huadian Fuxin Energy Development Co Ltd. [100%] | Shaanxi Huadian Wind Power Generation | 37.3884 | 108.6146 | L100000904715 | G100000905803 | https://www.gem.wiki/Shaanxi_Jingbian_Wangquze_wind_farm | Global Wind Power Tracker - February 2026 |  | 不适用 | 运行参数继承参考Generators_data.csv的风电/光伏设定
696 | SN | 1 | 陕西 | Yulin | Jingbian | 靖边新城20MW分散式风电场项目 | Shaanxi Jingbian Xincheng Distributed wind farm | -- | 风电 | Onshore | 20 | operating | 2021 |  |  | 37.249 | 108.698 | L100001020603 | G100001023498 | https://www.gem.wiki/Shaanxi_Jingbian_Xincheng_Distributed_wind_farm | Global Wind Power Tracker - February 2026 |  | 不适用 | 运行参数继承参考Generators_data.csv的风电/光伏设定
697 | SN | 1 | 陕西 | Yulin | Jingbian | 陕西天润榆林靖边新墩风电场 | Shaanxi Jingbian Xindun wind farm | -- | 风电 | Onshore | 49 | operating | 2019 |  | Dingbian County Fengrun Windpower | 37.5056 | 108.6003 | L100000903540 | G100000904363 | https://www.gem.wiki/Shaanxi_Jingbian_Xindun_wind_farm | Global Wind Power Tracker - February 2026 |  | 不适用 | 运行参数继承参考Generators_data.csv的风电/光伏设定
698 | SN | 1 | 陕西 | Yulin | Jingbian | 陕西靖边烟墩山风电场 | Shaanxi Jingbian Yandunshan wind farm | -- | 风电 | Onshore | 50 | operating | 2017 |  | Shaanxi Jingbian Guangheng New Energy | 37.5288 | 108.6922 | L100000903541 | G100000904364 | https://www.gem.wiki/Shaanxi_Jingbian_Yandunshan_wind_farm | Global Wind Power Tracker - February 2026 |  | 不适用 | 运行参数继承参考Generators_data.csv的风电/光伏设定
699 | SN | 1 | 陕西 | Yulin | Jingbian | 大唐靖边新能源榆林元梁山风电场49.5MW发电工程 | Shaanxi Jingbian Yuanliangshan wind farm | -- | 风电 | Onshore | 50 | operating | 2013 | China Datang Corporation Renewable Power Co Ltd [100%] | Datang Jingbian New Energy | 37.4328 | 109.0423 | L100000904719 | G100000905808 | https://www.gem.wiki/Shaanxi_Jingbian_Yuanliangshan_wind_farm | Global Wind Power Tracker - February 2026 |  | 不适用 | 运行参数继承参考Generators_data.csv的风电/光伏设定
700 | SN | 1 | 陕西 | Yulin | Jingbian | 靖边骏驰新能源有限公司靖边左挂山49.5兆瓦分散式风电项目 | Shaanxi Jingbian Zuoguashan Distributed wind farm | -- | 风电 | Onshore | 49.5 | operating | 2021 | Jingbian Junchi New Energy Co Ltd |  | 37.473 | 109.169 | L100001047405 | G100001053949 | https://www.gem.wiki/Shaanxi_Jingbian_Zuoguashan_Distributed_wind_farm | Global Wind Power Tracker - February 2026 |  | 不适用 | 运行参数继承参考Generators_data.csv的风电/光伏设定
701 | SN | 1 | 陕西 | Baoji | Linyou | 大唐麟游贾王塬33.5兆瓦农光互补光伏发电项目 | Shaanxi Linyou Jiawangyuan wind farm | -- | 风电 | Onshore | 33.5 | operating | 2020 | Datang Shaanxi Power Generation Co Ltd. Linyou Branch Co |  | 34.7729 | 107.8113 | L100001020637 | G100001023537 | https://www.gem.wiki/Shaanxi_Linyou_Jiawangyuan_wind_farm | Global Wind Power Tracker - February 2026 |  | 不适用 | 运行参数继承参考Generators_data.csv的风电/光伏设定
702 | SN | 1 | 陕西 | Baoji | Linyou | 陕能瑞麟风电场（陕西麟游常丰镇50MW风电场） | Shaanxi Linyou Ruilin wind farm | -- | 风电 | Onshore | 50 | operating | 2020 |  | Baoji Guoyuan Anhua New Energy Development | 35.8894 | 109.1357 | L100000903481 | G100000904272 | https://www.gem.wiki/Shaanxi_Linyou_Ruilin_wind_farm | Global Wind Power Tracker - February 2026 |  | 不适用 | 运行参数继承参考Generators_data.csv的风电/光伏设定
703 | SN | 1 | 陕西 | Baoji | Long | 陕西陇县丰台山风电场 | Shaanxi Longxian Fengtaishan wind farm | -- | 风电 | Onshore | 100 | operating | 2017 |  | China Resources New Energy Baoji | 35.8894 | 109.1357 | L100000903482 | G100000904273 | https://www.gem.wiki/Shaanxi_Longxian_Fengtaishan_wind_farm | Global Wind Power Tracker - February 2026 |  | 不适用 | 运行参数继承参考Generators_data.csv的风电/光伏设定
704 | SN | 1 | 陕西 | Baoji | Long | 陕西陇县关山风电场 (天成风电场) | Shaanxi Longxian Guanshan wind farm | -- | 风电 | Onshore | 100 | operating | 2022 | Huarun New Energy Investment Co Ltd [100%] | China Resources New Energy Baoji | 35.8894 | 109.1357 | L100000903483 | G100000904274 | https://www.gem.wiki/Shaanxi_Longxian_Guanshan_wind_farm | Global Wind Power Tracker - February 2026 |  | 不适用 | 运行参数继承参考Generators_data.csv的风电/光伏设定
705 | SN | 1 | 陕西 | Yulin | Mizhi | 陕西米脂姬岔风电场 | Shaanxi Mizhi Jicha wind farm | 1 | 风电 | Onshore | 50 | operating | 2019 |  | Three Gorges New Energy Mizhi Electricity | 37.7998 | 110.3417 | L100000903542 | G100000904365 | https://www.gem.wiki/Shaanxi_Mizhi_Jicha_wind_farm | Global Wind Power Tracker - February 2026 |  | 不适用 | 运行参数继承参考Generators_data.csv的风电/光伏设定
706 | SN | 1 | 陕西 | Yan'an | Ansai District | 中核汇能安塞100MW风电项目 | Shaanxi Power Export Ansai (China Nuclear) wind farm | -- | 风电 | Onshore | 100 | operating | 2024 | China Nuclear Huineng Co Ltd [100%] | Ansai Huisheng New Energy | 37.138 | 109.215 | L100000918704 | G100000923073 | https://www.gem.wiki/Shaanxi_Power_Export_Ansai_(China_Nuclear)_wind_farm | Global Wind Power Tracker - February 2026 |  | 不适用 | 运行参数继承参考Generators_data.csv的风电/光伏设定
707 | SN | 1 | 陕西 | Yulin | Dingbian | 定边白兴庄150MW风电项目 | Shaanxi Power Export Dingbian Baixingzhuang wind farm | -- | 风电 | Onshore | 150 | operating | 2024 | Yulin Yuanyiheng New Energy Co Ltd [100%] | Dingbian Yuanding New Energy | 37.494 | 107.982 | L100000918706 | G100000923075 | https://www.gem.wiki/Shaanxi_Power_Export_Dingbian_Baixingzhuang_wind_farm | Global Wind Power Tracker - February 2026 |  | 不适用 | 运行参数继承参考Generators_data.csv的风电/光伏设定
708 | SN | 1 | 陕西 | Yulin | Jia | 佳县150兆瓦风电项目 | Shaanxi Power Export Jiaxian (China Energy Construction) wind farm | -- | 风电 | Onshore | 150 | operating | 2025 | China Energy Construction Group Investment Co Ltd [90%]; Ningxia Juhuang Technology Co Ltd [10%] | Shenmu China Energy Construction Juhuang New Energy | 38.0461 | 110.2322 | L100000918708 | G100000923077 | https://www.gem.wiki/Shaanxi_Power_Export_Jiaxian_(China_Energy_Construction)_wind_farm | Global Wind Power Tracker - February 2026 |  | 不适用 | 运行参数继承参考Generators_data.csv的风电/光伏设定
709 | SN | 1 | 陕西 | Yulin | Jingbian | 江河机电靖边100兆瓦风电项目 (江靖风电项目) | Shaanxi Power Export Jingbian (Jianghe) wind farm | -- | 风电 | Onshore | 100 | operating | 2023 | JME Engineering Co Ltd [100%] | Jingbian County Jiangjing New Energy | 37.361 | 108.7569 | L100000918710 | G100000923079 | https://www.gem.wiki/Shaanxi_Power_Export_Jingbian_(Jianghe)_wind_farm | Global Wind Power Tracker - February 2026 |  | 不适用 | 运行参数继承参考Generators_data.csv的风电/光伏设定
710 | SN | 1 | 陕西 | Yulin | Jingbian | 靖边状泽新能源城河风电项目 | Shaanxi Power Export Jingbian Chenghe wind farm | -- | 风电 | Onshore | 100 | operating | 2024 | Yulin Yuyang Jintiandi New Energy Co Ltd [100%] | Jingbian County Zhuangze New Energy | 37.271 | 108.904 | L100000918713 | G100000923082 | https://www.gem.wiki/Shaanxi_Power_Export_Jingbian_Xinghe_wind_farm | Global Wind Power Tracker - February 2026 |  | 不适用 | 运行参数继承参考Generators_data.csv的风电/光伏设定
711 | SN | 1 | 陕西 | Yan'an | Wuqi | 华能吴起200MW风电项目一期 | Shaanxi Power Export Wuqi (Huaneng) wind farm | 1 | 风电 | Onshore | 150 | operating | 2024 | Huaneng Shaanxi Power Generation Co Ltd [100%] | Huaneng Shaanxi Zichang Power Generation | 36.7879 | 108.0132 | L100000918715 | G100000923084 | https://www.gem.wiki/Shaanxi_Power_Export_Wuqi_(Huaneng)_wind_farm | Global Wind Power Tracker - February 2026 |  | 不适用 | 运行参数继承参考Generators_data.csv的风电/光伏设定
712 | SN | 1 | 陕西 | Yan'an | Wuqi | 吴起街道办一期100MW蓝奥风电项目 | Shaanxi Power Export Wuqi (Lan'ao) wind farm | 1 | 风电 | Onshore | 100 | operating | 2025 | Shaanxi Chenchen Energy Co Ltd [100%] | Wuqi Lan'ao New Energy | 36.992 | 108.349 | L100000918716 | G100000923085 | https://www.gem.wiki/Shaanxi_Power_Export_Wuqi_(Lan'ao)_wind_farm | Global Wind Power Tracker - February 2026 |  | 不适用 | 运行参数继承参考Generators_data.csv的风电/光伏设定
713 | SN | 1 | 陕西 | Yan'an | Wuqi | 吴起五谷城100MW风电项目 | Shaanxi Power Export Wuqi Wugucheng wind farm | 1 | 风电 | Onshore | 100 | operating | 2023 | National Energy Group New Energy Co Ltd [100%] | Guohua (Yulin) New Energy | 37.083 | 108.351 | L100000918717 | G100000923086 | https://www.gem.wiki/Shaanxi_Power_Export_Wuqi_Wugucheng_wind_farm | Global Wind Power Tracker - February 2026 |  | 不适用 | 运行参数继承参考Generators_data.csv的风电/光伏设定
714 | SN | 1 | 陕西 | Yan'an | Yanchang | 中电工程陕西延安交口镇150MW风电项目 | Shaanxi Power Export Yan'an Jiaokouzhen wind farm | 1 | 风电 | Onshore | 150 | operating | 2025 | China Power Engineering Consultants Group Co Ltd [100%] | Yanchang County Power Consultants Greeng Power New Energy | 36.7091 | 110.1959 | L100000918718 | G100000923087 | https://www.gem.wiki/Shaanxi_Power_Export_Yan'an_Jiaokouzhen_wind_farm | Global Wind Power Tracker - February 2026 |  | 不适用 | 运行参数继承参考Generators_data.csv的风电/光伏设定
715 | SN | 1 | 陕西 | Weinan | Pucheng | 国家电投陕西蒲城县洛滨镇分散式风电项目 | Shaanxi Pucheng Luobin Distributed wind farm | -- | 风电 | Onshore | 40 | operating | 2022 | Hefei Xuyue New Energy Co Ltd [100%] | Pucheng Luoxinbin Wind Power | 35.0702 | 109.7709 | L100000918721 | G100000923090 | https://www.gem.wiki/Shaanxi_Pucheng_Luobin_Distributed_wind_farm | Global Wind Power Tracker - February 2026 |  | 不适用 | 运行参数继承参考Generators_data.csv的风电/光伏设定
716 | SN | 1 | 陕西 | Weinan | Pucheng | 华能蒲城桥陵10万千瓦风电项目 | Shaanxi Pucheng Qiaoling wind farm | -- | 风电 | Onshore | 100 | operating | 2024 | Huaneng Shaanxi Power Generation Co Ltd [100%] | Huaneng Shaanxi Huayin Power Generation | 35.1269 | 109.4986 | L100000918722 | G100000923091 | https://www.gem.wiki/Shaanxi_Pucheng_Qiaoling_wind_farm | Global Wind Power Tracker - February 2026 |  | 不适用 | 运行参数继承参考Generators_data.csv的风电/光伏设定
717 | SN | 1 | 陕西 | Yulin | Qingjian | 清涧乐堂堡分散式风电项目 | Shaanxi Qingjian Letangbao Distributed wind farm | -- | 风电 | Onshore | 20 | operating | 2023 | Shaanxi Qingjian Liandong Nuclear Energy Wind Power Generation Co Ltd |  | 37.311 | 110.1671 | L100001004311 | G100001005043 | https://www.gem.wiki/Shaanxi_Qingjian_Letangbao_Distributed_wind_farm | Global Wind Power Tracker - February 2026 |  | 不适用 | 运行参数继承参考Generators_data.csv的风电/光伏设定
718 | SN | 1 | 陕西 | Yulin | Shenmu | 神木店塔40MW分散式风电项目 | Shaanxi Shenmu Dianta Distributed wind farm | -- | 风电 | Onshore | 39.6 | operating | 2021 | China Power Construction Group Northwest Survey and Design Institute Co Ltd | Shenmu Northwest Hydropower New Energy | 38.993 | 110.466 | L100001050146 | G100001057841 | https://www.gem.wiki/Shaanxi_Shenmu_Dianta_Distributed_wind_farm | Global Wind Power Tracker - February 2026 |  | 不适用 | 运行参数继承参考Generators_data.csv的风电/光伏设定
719 | SN | 1 | 陕西 | Yulin | Shenmu City | 国华(神木)新能源榆林墩梁风电场49.5MW发电工程 | Shaanxi Shenmu Dunliang wind farm | -- | 风电 | Onshore | 50 | operating | 2014 | China Energy Investment Group New Energy Co Ltd [100%] | Guohua (Shenmu) New Energy | 38.5632 | 110.5013 | L100000904721 | G100000905810 | https://www.gem.wiki/Shaanxi_Shenmu_Dunliang_wind_farm | Global Wind Power Tracker - February 2026 |  | 不适用 | 运行参数继承参考Generators_data.csv的风电/光伏设定
720 | SN | 1 | 陕西 | Yulin | Shenmu City | 陕西神木高家堡风电场一期 (华电) | Shaanxi Shenmu Gaojiabao (Huadian) wind farm | 1 | 风电 | Onshore | 99 | operating | 2016 |  | Shaanxi Huadian Shenmui New Energy | 38.8363 | 110.3101 | L100000903544 | G100000904367 | https://www.gem.wiki/Shaanxi_Shenmu_Gaojiabao_(Huadian)_wind_farm | Global Wind Power Tracker - February 2026 |  | 不适用 | 运行参数继承参考Generators_data.csv的风电/光伏设定
721 | SN | 1 | 陕西 | Yulin | Shenmu City | 陕西神木高家堡风电场二期 (华电) | Shaanxi Shenmu Gaojiabao (Huadian) wind farm | 2 | 风电 | Onshore | 100 | operating | 2020 | Shaanxi Huadian New Energy Co Ltd [100%] | Shaanxi Huadian Shenmui New Energy | 38.8363 | 110.3101 | L100000903544 | G100000904368 | https://www.gem.wiki/Shaanxi_Shenmu_Gaojiabao_(Huadian)_wind_farm | Global Wind Power Tracker - February 2026 |  | 不适用 | 运行参数继承参考Generators_data.csv的风电/光伏设定
722 | SN | 1 | 陕西 | Yulin | Shenmu City | 陕西神木高家堡风电场三期 (华电) | Shaanxi Shenmu Gaojiabao (Huadian) wind farm | 3 | 风电 | Onshore | 51 | operating | 2020 | Shaanxi Huadian New Energy Co Ltd [100%] |  | 38.8363 | 110.3101 | L100000903544 | G100000904369 | https://www.gem.wiki/Shaanxi_Shenmu_Gaojiabao_(Huadian)_wind_farm | Global Wind Power Tracker - February 2026 |  | 不适用 | 运行参数继承参考Generators_data.csv的风电/光伏设定
723 | SN | 1 | 陕西 | Yulin | Shenmu City | 陕西神木高家堡风电场 (国家电投) | Shaanxi Shenmu Gaojiabao (State Power Investment) wind farm | -- | 风电 | Onshore | 90 | operating | 2020 |  | State Power Investment Group Shenmu New Energy and Power | 38.7216 | 110.1493 | L100000903543 | G100000904366 | https://www.gem.wiki/Shaanxi_Shenmu_Gaojiabao_(State_Power_Investment)_wind_farm | Global Wind Power Tracker - February 2026 |  | 不适用 | 运行参数继承参考Generators_data.csv的风电/光伏设定
724 | SN | 1 | 陕西 | Yulin | Shenmu City | 国华(神木)新能源榆林解家寨风电场49.5MW发电工程 | Shaanxi Shenmu Xiejiazhai wind farm | -- | 风电 | Onshore | 50 | operating | 2013 | China Energy Investment Group New Energy Co Ltd [100%] | Guohua (Shenmu) New Energy | 38.5644 | 110.5261 | L100000904720 | G100000905809 | https://www.gem.wiki/Shaanxi_Shenmu_Xiejiazhai_wind_farm | Global Wind Power Tracker - February 2026 |  | 不适用 | 运行参数继承参考Generators_data.csv的风电/光伏设定
725 | SN | 1 | 陕西 | Yulin | Shenmu City | 神木新敦峁风电场工程 | Shaanxi Shenmu Xindunmao wind farm | -- | 风电 | Onshore | 50 | operating | 2015 | China Energy Investment Group New Energy Co Ltd [100%] | Guohua (Shenmu) New Energy | 38.5152 | 110.6058 | L100000904727 | G100000905816 | https://www.gem.wiki/Shaanxi_Shenmu_Xindunmao_wind_farm | Global Wind Power Tracker - February 2026 |  | 不适用 | 运行参数继承参考Generators_data.csv的风电/光伏设定
726 | SN | 1 | 陕西 | Yulin | Shenmu | 神木市博佰新能源有限公司中鸡10兆瓦分散式风电项目 | Shaanxi Shenmu Zhongji Distributed wind farm | -- | 风电 | Onshore | 10 | operating | 2021 | Shenmu Bobai New Energy Co Ltd |  | 39.165 | 109.929 | L100001045405 | G100001051106 | https://www.gem.wiki/Shaanxi_Shenmu_Zhongji_Distributed_wind_farm | Global Wind Power Tracker - February 2026 |  | 不适用 | 运行参数继承参考Generators_data.csv的风电/光伏设定
727 | SN | 1 | 陕西 | Yulin | Shenmu City | 陕西神木中鸡一期风电场 | Shaanxi Shenmu Zhongji wind farm | -- | 风电 | Onshore | 50 | operating | 2020 | Guotong New Energy Co Ltd [100%] |  | 39.1278 | 109.9974 | L100000903545 | G100000904370 | https://www.gem.wiki/Shaanxi_Shenmu_Zhongji_wind_farm | Global Wind Power Tracker - February 2026 |  | 不适用 | 运行参数继承参考Generators_data.csv的风电/光伏设定
728 | SN | 1 | 陕西 | Tongchuan | Yintai District | 国家电投铜川石马山20MW分散式风电项目 | Shaanxi Shimashan distributed wind farm | -- | 风电 | Onshore | 20 | operating | 2021 | Tongchuan Energy Development Co Ltd [30%]; State Power Investment CORP LTD (SPIC) Shaanxi New Energy Co Ltd [70%] | State Power Investment Group Intai New Energy Power Generation | 35.0223 | 109.1603 | L100000922837 | G100000928393 | https://www.gem.wiki/Shaanxi_Shimashan_distributed_wind_farm | Global Wind Power Tracker - February 2026 |  | 不适用 | 运行参数继承参考Generators_data.csv的风电/光伏设定
729 | SN | 1 | 陕西 | Yulin | Suide | 陕西绥德张家峰风电场一期 | Shaanxi Suide Zhangjiafeng wind farm | 1 | 风电 | Onshore | 50 | operating | 2018 |  | Three Gorges New Energy Suide Power | 37.5325 | 110.2338 | L100000903546 | G100000904371 | https://www.gem.wiki/Shaanxi_Suide_Zhangjiafeng_wind_farm | Global Wind Power Tracker - February 2026 |  | 不适用 | 运行参数继承参考Generators_data.csv的风电/光伏设定
730 | SN | 1 | 陕西 | Tongchuan | Yijun | 国华铜川云梦风电场一期，阿庄风电场, 国华铜川云梦风电场 | Shaanxi Tongchuan (Guohua) wind farm | 1 | 风电 | Onshore | 50 | operating | 2015 | China Energy Investment Group New Energy Co Ltd | Guohua Tongchuan New Energy | 35.3486 | 109.1672 | L100000903484 | G100000904275 | https://www.gem.wiki/Shaanxi_Tongchuan_(Guohua)_wind_farm | Global Wind Power Tracker - February 2026 |  | 不适用 | 运行参数继承参考Generators_data.csv的风电/光伏设定
731 | SN | 1 | 陕西 | Tongchuan | Yijun | 国华铜川云梦风电场二期，西草沟风电场, 国华铜川云梦风电场 | Shaanxi Tongchuan (Guohua) wind farm | 2 | 风电 | Onshore | 51 | operating | 2019 | China Energy Investment Group New Energy Co Ltd | Guohua Tongchuan New Energy | 35.3486 | 109.1672 | L100000903484 | G100000904276 | https://www.gem.wiki/Shaanxi_Tongchuan_(Guohua)_wind_farm | Global Wind Power Tracker - February 2026 |  | 不适用 | 运行参数继承参考Generators_data.csv的风电/光伏设定
732 | SN | 1 | 陕西 | Tongchuan | Yijun | 陕西白水方山风电场, 国华铜川云梦风电场 | Shaanxi Tongchuan (Guohua) wind farm | 3 | 风电 | Onshore | 30 | operating | 2018 | China Energy Investment Group New Energy Co Ltd | Guohua Tongchuan New Energy | 35.3486 | 109.1672 | L100000903484 | G100001008795 | https://www.gem.wiki/Shaanxi_Tongchuan_(Guohua)_wind_farm | Global Wind Power Tracker - February 2026 |  | 不适用 | 运行参数继承参考Generators_data.csv的风电/光伏设定
733 | SN | 1 | 陕西 | Weinan | Tongguan | 陕西潼关分布式风电场 (中广核) | Shaanxi Tongguan Distributed (China Guangdong Nuclear) wind farm | -- | 风电 | Onshore | 28 | operating | 2019 |  | China Guangdong Nuclear Shaanxi Tongguan Windpower | 35.8894 | 109.1357 | L100000903488 | G100000904280 | https://www.gem.wiki/Shaanxi_Tongguan_Distributed_(China_Guangdong_Nuclear)_wind_farm | Global Wind Power Tracker - February 2026 |  | 不适用 | 运行参数继承参考Generators_data.csv的风电/光伏设定
734 | SN | 1 | 陕西 | Weinan | Tongguan | 陕西潼关港口风电场 (中广核) | Shaanxi Tongguan Gangkou (China Guangdong Nuclear) wind farm | -- | 风电 | Onshore | 48 | operating | 2019 |  | China Guangdong Nuclear Shaanxi Tongguan Windpower | 34.575 | 110.225 | L100000903486 | G100000904278 | https://www.gem.wiki/Shaanxi_Tongguan_Gangkou_(China_Guangdong_Nuclear)_wind_farm | Global Wind Power Tracker - February 2026 |  | 不适用 | 运行参数继承参考Generators_data.csv的风电/光伏设定
735 | SN | 1 | 陕西 | Weinan | Tongguan | 陕西潼关港口风电场 (华润) | Shaanxi Tongguan Gangkou (China Resources) wind farm | -- | 风电 | Onshore | 50 | operating | 2019 |  | China Resources Power (Tongguan) | 35.8894 | 109.1357 | L100000903487 | G100000904279 | https://www.gem.wiki/Shaanxi_Tongguan_Gangkou_(China_Resources)_wind_farm | Global Wind Power Tracker - February 2026 |  | 不适用 | 运行参数继承参考Generators_data.csv的风电/光伏设定
736 | SN | 1 | 陕西 | Yan'an | Wuqi | 风润吴起白豹一期50兆瓦风电项目 | Shaanxi Wuqi Baibao wind farm | 1 | 风电 | Onshore | 50 | operating | 2022 | Beijing Tianrun New Energy Investment Co Ltd [100%] | Wuqi Fengrun Wind Power | 36.9217 | 108.172 | L100000918726 | G100000923096 | https://www.gem.wiki/Shaanxi_Wuqi_Baibao_wind_farm | Global Wind Power Tracker - February 2026 |  | 不适用 | 运行参数继承参考Generators_data.csv的风电/光伏设定
737 | SN | 1 | 陕西 | Yan'an | Wuqi | 风润吴起白豹二期5万千瓦风电项目 | Shaanxi Wuqi Baibao wind farm | 2 | 风电 | Onshore | 50 | operating | 2022 | Wuqi Fengrun Wind Power Co Ltd |  | 36.9217 | 108.172 | L100000918726 | G100001005053 | https://www.gem.wiki/Shaanxi_Wuqi_Baibao_wind_farm | Global Wind Power Tracker - February 2026 |  | 不适用 | 运行参数继承参考Generators_data.csv的风电/光伏设定
738 | SN | 1 | 陕西 | Yan'an | Wuqi | 陕西吴起长城一期风电场 | Shaanxi Wuqi Changcheng wind farm | 1 | 风电 | Onshore | 50 | operating | 2019 |  | China Resources New Energy (Yan'an) | 37.2969 | 108.4504 | L100000903493 | G100000904286 | https://www.gem.wiki/Shaanxi_Wuqi_Changcheng_wind_farm | Global Wind Power Tracker - February 2026 |  | 不适用 | 运行参数继承参考Generators_data.csv的风电/光伏设定
739 | SN | 1 | 陕西 | Yan'an | Wuqi | 陕西吴起长城二期风电场 | Shaanxi Wuqi Changcheng wind farm | 2 | 风电 | Onshore | 50 | operating | 2021 |  | China Resources New Energy (Yan'an) | 37.2766 | 108.4232 | L100000903493 | G100000904287 | https://www.gem.wiki/Shaanxi_Wuqi_Changcheng_wind_farm | Global Wind Power Tracker - February 2026 |  | 不适用 | 运行参数继承参考Generators_data.csv的风电/光伏设定
740 | SN | 1 | 陕西 | Yan'an | Wuqi | 陕西容泽宁塞城风电场, 吴起县庙沟镇20MW分散式风电项目 | Shaanxi Wuqi Miaogouzhen Distributed wind farm | -- | 风电 | Onshore | 20 | operating | 2023 | Shaanxi Rongze New Energy Co Ltd |  | 36.8821 | 107.9187 | L100001004316 | G100001005047 | https://www.gem.wiki/Shaanxi_Wuqi_Miaogouzhen_Distributed_wind_farm | Global Wind Power Tracker - February 2026 |  | 不适用 | 运行参数继承参考Generators_data.csv的风电/光伏设定
741 | SN | 1 | 陕西 | Yan'an | Wuqi | 吴起县绿动新能源有限责任公司吴起绿动新能源王洼子风电场 | Shaanxi Wuqi Wangwazi wind farm | -- | 风电 | Onshore | 50 | operating | 2020 | Wuqi Lüdong New Energy Co Ltd |  | 37.033 | 108.189 | L100001047947 | G100001054780 | https://www.gem.wiki/Shaanxi_Wuqi_Wangwazi_wind_farm | Global Wind Power Tracker - February 2026 |  | 不适用 | 运行参数继承参考Generators_data.csv的风电/光伏设定
742 | SN | 1 | 陕西 | Yan'an | Wuqi | 吴起大益山五谷城48兆瓦分散式风电项目 | Shaanxi Wuqi Wugucheng Distributed wind farm | -- | 风电 | Onshore | 48 | operating | 2022 | Wuqi Dayishan Wind Power Generation Co Ltd |  | 37.1029 | 108.3752 | L100001004334 | G100001005067 | https://www.gem.wiki/Shaanxi_Wuqi_Wugucheng_Distributed_wind_farm | Global Wind Power Tracker - February 2026 |  | 不适用 | 运行参数继承参考Generators_data.csv的风电/光伏设定
743 | SN | 1 | 陕西 | Yan'an | Wuqi | 陕西容泽通庆里风电场, 吴起县吴起镇、庙沟镇40兆瓦分散式风电项目 | Shaanxi Wuqi Wuqizhen Distributed wind farm | -- | 风电 | Onshore | 40 | operating | 2021 | Shaanxi Rongze New Energy Co Ltd |  | 36.8989 | 108.212 | L100001004319 | G100001005051 | https://www.gem.wiki/Shaanxi_Wuqi_Wuqizhen_Distributed_wind_farm | Global Wind Power Tracker - February 2026 |  | 不适用 | 运行参数继承参考Generators_data.csv的风电/光伏设定
744 | SN | 1 | 陕西 | Yan'an | Wuqi | 陕西吴起周湾一期风电场 | Shaanxi Wuqi Zhouwan wind farm | 1 | 风电 | Onshore | 50 | operating | 2015 |  | Guodian Longyuan Wuqi New Energy Ltd. | 37.1138 | 108.1707 | L100000903494 | G100000904288 | https://www.gem.wiki/Shaanxi_Wuqi_Zhouwan_wind_farm | Global Wind Power Tracker - February 2026 |  | 不适用 | 运行参数继承参考Generators_data.csv的风电/光伏设定
745 | SN | 1 | 陕西 | Yan'an | Wuqi | 陕西吴起周湾二期风电场项目 | Shaanxi Wuqi Zhouwan wind farm | 2 | 风电 | Onshore | 51 | operating | 2018 |  | Guodian Longyuan Wuqi New Energy Ltd. | 37.1192 | 108.2225 | L100000903494 | G100000904289 | https://www.gem.wiki/Shaanxi_Wuqi_Zhouwan_wind_farm | Global Wind Power Tracker - February 2026 |  | 不适用 | 运行参数继承参考Generators_data.csv的风电/光伏设定
746 | SN | 1 | 陕西 | Yan'an | Wuqi | 陕西吴起周湾三, 四期风电场项目 | Shaanxi Wuqi Zhouwan wind farm | 3 & 4 | 风电 | Onshore | 100 | operating | 2021 |  | Guodian Longyuan Wuqi New Energy Ltd. | 37.2969 | 108.4504 | L100000903494 | G100000904290 | https://www.gem.wiki/Shaanxi_Wuqi_Zhouwan_wind_farm | Global Wind Power Tracker - February 2026 |  | 不适用 | 运行参数继承参考Generators_data.csv的风电/光伏设定
747 | SN | 1 | 陕西 | Xianyang | Xunyi | 陕西和风分散式风力发电项目 | Shaanxi Xunyi (Fenghe) Distributed wind farm陕西和风分散式风力发电项目 | -- | 风电 | Onshore | 19.6 | operating | 2021 | Xunyi Hefeng New Energy Co Ltd |  | 35.094 | 108.405 | L100001026065 | G100001031312 | https://www.gem.wiki/Shaanxi_Xunyi_(Fenghe)_Distributed_wind_farm陕西和风分散式风力发电项目 | Global Wind Power Tracker - February 2026 |  | 不适用 | 运行参数继承参考Generators_data.csv的风电/光伏设定
748 | SN | 1 | 陕西 | Xianyang | Xunyi | 陕西华电旬邑风电场一期50WM 工程 | Shaanxi Xunyi (Huadian) wind farm | 1 | 风电 | Onshore | 50 | operating | 2020 | Huadian New Energy Group Corp Ltd [100%] | Shaanxi Huadian Xunyi Wind Power | 35.1201 | 108.346 | L100000918728 | G100000923098 | https://www.gem.wiki/Shaanxi_Xunyi_(Huadian)_wind_farm | Global Wind Power Tracker - February 2026 |  | 不适用 | 运行参数继承参考Generators_data.csv的风电/光伏设定
749 | SN | 1 | 陕西 | Xianyang | Xunyi | 陕西华电旬邑风电场二期50WM 工程 | Shaanxi Xunyi (Huadian) wind farm | 2 | 风电 | Onshore | 50 | operating | 2020 | Huadian New Energy Group Corp Ltd [100%] | Shaanxi Huadian Xunyi Wind Power | 35.1201 | 108.346 | L100000918728 | G100000923099 | https://www.gem.wiki/Shaanxi_Xunyi_(Huadian)_wind_farm | Global Wind Power Tracker - February 2026 |  | 不适用 | 运行参数继承参考Generators_data.csv的风电/光伏设定
750 | SN | 1 | 陕西 | Xianyang | Xunyi | 陕煤旬邑20万千瓦风电项目 | Shaanxi Xunyi (Shaanxi Coal) wind farm | --- | 风电 | Onshore | 200 | operating | 2025 | Shaanxi Coal Group |  | 35.0144 | 108.429 | L100000918729 | G100000923100 | https://www.gem.wiki/Shaanxi_Xunyi_(Shaanxi_Coal)_wind_farm | Global Wind Power Tracker - February 2026 |  | 不适用 | 运行参数继承参考Generators_data.csv的风电/光伏设定
751 | SN | 1 | 陕西 | Xianyang | Xunyi | 旬邑县20MW分散式风力发电项目 | Shaanxi Xunyi (Xiehe) Distributed wind farm | -- | 风电 | Onshore | 20 | operating | 2022 |  | Xunyi Xiehe (Concord) Wind Power Generation | 35.0837 | 108.4144 | L100000918730 | G100000923101 | https://www.gem.wiki/Shaanxi_Xunyi_(Xiehe)_Distributed_wind_farm | Global Wind Power Tracker - February 2026 |  | 不适用 | 运行参数继承参考Generators_data.csv的风电/光伏设定
752 | SN | 1 | 陕西 | Yan'an | Yanchang | 陕西延长雷赤一期风电场 | Shaanxi Yanchang Leichi wind farm | 1 | 风电 | Onshore | 50 | operating | 2017 |  | Yanchang Huitong Windpower | 37.2969 | 108.4504 | L100000903495 | G100000904291 | https://www.gem.wiki/Shaanxi_Yanchang_Leichi_wind_farm | Global Wind Power Tracker - February 2026 |  | 不适用 | 运行参数继承参考Generators_data.csv的风电/光伏设定
753 | SN | 1 | 陕西 | Yan'an | Yanchang | 陕西延长雷赤二期风电场 | Shaanxi Yanchang Leichi wind farm | 2 | 风电 | Onshore | 50 | operating | 2018 |  | Yanchang Huitong Windpower | 37.2969 | 108.4504 | L100000903495 | G100000904292 | https://www.gem.wiki/Shaanxi_Yanchang_Leichi_wind_farm | Global Wind Power Tracker - February 2026 |  | 不适用 | 运行参数继承参考Generators_data.csv的风电/光伏设定
754 | SN | 1 | 陕西 | Yan'an | Yanchang | 陕西延长雷赤三期风电场 | Shaanxi Yanchang Leichi wind farm | 3 | 风电 | Onshore | 51 | operating | 2020 | China Guangdong Nuclear Windpower Co Ltd [100%] | Yanchang Huitong Windpower | 37.2969 | 108.4504 | L100000903495 | G100000904293 | https://www.gem.wiki/Shaanxi_Yanchang_Leichi_wind_farm | Global Wind Power Tracker - February 2026 |  | 不适用 | 运行参数继承参考Generators_data.csv的风电/光伏设定
755 | SN | 1 | 陕西 | Yulin | Hengshan District | 陕西嘉泽羊老大横山风电项目 | Shaanxi Yanglaoda Hengshan wind farm | 1 | 风电 | Onshore | 50 | operating | 2022 | Yulin Zhifeng Xinyuan New Energy Co Ltd [100%] | Shaanxi Jiaze Yanglaoda New Energy | 38.2915 | 109.6686 | L100000918733 | G100000923104 | https://www.gem.wiki/Shaanxi_Yanglaoda_Hengshan_wind_farm | Global Wind Power Tracker - February 2026 |  | 不适用 | 运行参数继承参考Generators_data.csv的风电/光伏设定
756 | SN | 1 | 陕西 | Yan'an | Yichuan | 中电工程宜川秋林镇壶口镇 100 兆瓦风电项目 | Shaanxi Yichuan Hukou wind farm | 1 | 风电 | Onshore | 50 | operating | 2020 | China Power Engineering Consulting Group New Energy Co Ltd [100%] | Yichuan Zhongdian Engineering New Energy | 36.0708 | 110.4647 | L100000918735 | G100000923106 | https://www.gem.wiki/Shaanxi_Yichuan_Hukou_wind_farm | Global Wind Power Tracker - February 2026 |  | 不适用 | 运行参数继承参考Generators_data.csv的风电/光伏设定
757 | SN | 1 | 陕西 | Tongchuan | Yijun | 华能新能源宜君苍坊坪50MW 风电项目 | Shaanxi Yijun Cangfangping wind farm | -- | 风电 | Onshore | 50 | operating | 2020 | Huaneng Renewables Corp Ltd [100%] | Huaneng Yijun New Energy Power Generation | 35.2966 | 109.0843 | L100000918739 | G100000923110 | https://www.gem.wiki/Shaanxi_Yijun_Cangfangping_wind_farm | Global Wind Power Tracker - February 2026 |  | 不适用 | 运行参数继承参考Generators_data.csv的风电/光伏设定
758 | SN | 1 | 陕西 | Yulin | Yuyang District | 陕西榆阳巴拉素分散式风电 | Shaanxi Yuyang Balasu Distributed wind farm | -- | 风电 | Onshore | 20 | operating | 2021 | Shaanxi Yanchang Petroleum Sales Co Ltd [100%] |  | 38.2319 | 109.2966 | L100000903547 | G100000904372 | https://www.gem.wiki/Shaanxi_Yuyang_Balasu_Distributed_wind_farm | Global Wind Power Tracker - February 2026 |  | 不适用 | 运行参数继承参考Generators_data.csv的风电/光伏设定
759 | SN | 1 | 陕西 | Yulin | Yuyang District | 榆林丰能基业新能源有限公司榆阳区补浪河48MW分散式风电项目 | Shaanxi Yuyang Bulanghe Distributed wind farm | -- | 风电 | Onshore | 48 | operating | 2021 | Yulin Fengneng Jiye New Energy Co Ltd |  | 38.3406 | 109.4281 | L100001005356 | G100001006385 | https://www.gem.wiki/Shaanxi_Yuyang_Bulanghe_Distributed_wind_farm | Global Wind Power Tracker - February 2026 |  | 不适用 | 运行参数继承参考Generators_data.csv的风电/光伏设定
760 | SN | 1 | 陕西 | Yulin | Yuyang District | 榆阳区刀兔10MW分散式风电场项目 | Shaanxi Yuyang Daotu Distributed wind farm | -- | 风电 | Onshore | 10 | operating | 2020 | Yuyang Branch of Shenmu Junneng Clean Energy Co Ltd |  | 38.7501 | 109.702 | L100001050142 | G100001057837 | https://www.gem.wiki/Shaanxi_Yuyang_Daotu_Distributed_wind_farm | Global Wind Power Tracker - February 2026 |  | 不适用 | 运行参数继承参考Generators_data.csv的风电/光伏设定
761 | SN | 1 | 陕西 | Yulin | Yuyang District | 协鑫榆阳区风力发电一期项目 | Shaanxi Yuyang District (Xiexin) wind farm | -- | 风电 | Onshore | 50 | operating | 2020 | Shenneng New Energy (Qinghai) Co Ltd [100%] | Yulin GCL Smart Wind Power Generation | 38.2801 | 109.8059 | L100000918741 | G100000923112 | https://www.gem.wiki/Shaanxi_Yuyang_District_(Xiexin)_wind_farm | Global Wind Power Tracker - February 2026 |  | 不适用 | 运行参数继承参考Generators_data.csv的风电/光伏设定
762 | SN | 1 | 陕西 | Yulin | Yuyang District | 榆林榆阳区海流滩20MW分散式风力发电项目 | Shaanxi Yuyang Hailiutan Distributed wind farm | -- | 风电 | Onshore | 20 | operating |  | Shaanxi Guanxiang New Energy Co Ltd |  | 38.482 | 109.736 | L100001045398 | G100001051098 | https://www.gem.wiki/Shaanxi_Yuyang_Hailiutan_Distributed_wind_farm | Global Wind Power Tracker - February 2026 |  | 不适用 | 运行参数继承参考Generators_data.csv的风电/光伏设定
763 | SN | 1 | 陕西 | Yulin | Yuyang District | 榆林榆阳区西红墩20MW分散式风力发电项目榆林榆阳区西红墩20MW分散式风力发电项目 | Shaanxi Yuyang Hongdun Distributed wind farm | -- | 风电 | Onshore | 20 | operating | 2021 | Shaanxi Guanxiang New Energy Co Ltd |  | 38.2602 | 109.508 | L100001045399 | G100001051099 | https://www.gem.wiki/Shaanxi_Yuyang_Hongdun_Distributed_wind_farm | Global Wind Power Tracker - February 2026 |  | 不适用 | 运行参数继承参考Generators_data.csv的风电/光伏设定
764 | SN | 1 | 陕西 | Yulin | Yuyang District | 陕西榆阳区金天地刘千河一期风电场 | Shaanxi Yuyang Liuganhe wind farm | 1 | 风电 | Onshore | 50 | operating | 2020 |  | Yulin Yuyang District Tiandi New Energy | 38.2858 | 109.9148 | L100000903548 | G100000904373 | https://www.gem.wiki/Shaanxi_Yuyang_Liuganhe_wind_farm | Global Wind Power Tracker - February 2026 |  | 不适用 | 运行参数继承参考Generators_data.csv的风电/光伏设定
765 | SN | 1 | 陕西 | Yulin | Yuyang Districct |  | Shaanxi Yuyang Mahuangliang wind farm | -- | 风电 | Onshore | 100 | operating | 2017 | Yulin Yihong New Energy Co Ltd |  | 38.4649 | 110.0973 | L100001004300 | G100001005027 | https://www.gem.wiki/Shaanxi_Yuyang_Mahuangliang_wind_farm | Global Wind Power Tracker - February 2026 |  | 不适用 | 运行参数继承参考Generators_data.csv的风电/光伏设定
766 | SN | 1 | 陕西 | Yulin | Yuyang District | 榆林轩能新能源有限公司榆阳区红石桥巴拉素48MW分散式风电项目 | Shaanxi Yuyang Shiqiao Balasu Distributed wind farm | -- | 风电 | Onshore | 48 | operating | 2021 | Yulin Xuanneng New Energy |  | 38.235 | 109.305 | L100001050140 | G100001057835 | https://www.gem.wiki/Shaanxi_Yuyang_Shiqiao_Balasu_Distributed_wind_farm | Global Wind Power Tracker - February 2026 |  | 不适用 | 运行参数继承参考Generators_data.csv的风电/光伏设定
767 | SN | 1 | 陕西 | Yulin | Yuyang District | 陕西榆阳小壕兔风电场 (中广核) | Shaanxi Yuyang Xiaohaotu (China Guangdong Nuclear) wind farm | -- | 风电 | Onshore | 51 | operating | 2020 |  | Yulin China Guangdong Nuclear Windpower | 38.8254 | 109.5944 | L100000903549 | G100000904374 | https://www.gem.wiki/Shaanxi_Yuyang_Xiaohaotu_(China_Guangdong_Nuclear)_wind_farm | Global Wind Power Tracker - February 2026 |  | 不适用 | 运行参数继承参考Generators_data.csv的风电/光伏设定
768 | SN | 1 | 陕西 | Yulin | Yuyang District | 陕西榆阳小壕兔风电场 (华电) | Shaanxi Yuyang Xiaohaotu (Huadian) wind farm | -- | 风电 | Onshore | 50 | operating | 2020 |  | Shaanxi Huadian Yuyang New energy | 38.7867 | 109.6244 | L100000903550 | G100000904375 | https://www.gem.wiki/Shaanxi_Yuyang_Xiaohaotu_(Huadian)_wind_farm | Global Wind Power Tracker - February 2026 |  | 不适用 | 运行参数继承参考Generators_data.csv的风电/光伏设定
769 | SN | 1 | 陕西 | Yulin | Yuyang District | 陕西榆阳小壕兔风电场 (陕能投) | Shaanxi Yuyang Xiaohaotu (Shaanxi Energy Investment) wind farm | -- | 风电 | Onshore | 100 | operating | 2019 |  | Shaanxi Energy Investment Yulin Clean Energy Develoopment | 38.7867 | 109.6244 | L100000903551 | G100000904376 | https://www.gem.wiki/Shaanxi_Yuyang_Xiaohaotu_(Shaanxi_Energy_Investment)_wind_farm | Global Wind Power Tracker - February 2026 |  | 不适用 | 运行参数继承参考Generators_data.csv的风电/光伏设定
770 | SN | 1 | 陕西 | Yan'an | Zhidan | 志丹长高智慧能源40兆瓦分散式风电项目 | Shaanxi Zhidan (Changgao) distributed wind farm | -- | 风电 | Onshore | 40 | operating | 2022 | Yan'an Changgao Mingzhi New Energy Co Ltd [100%] | Zhidan Changgao Intelligent Energy | 36.9401 | 108.6365 | L100000918742 | G100000923113 | https://www.gem.wiki/Shaanxi_Zhidan_(Changgao)_distributed_wind_farm | Global Wind Power Tracker - February 2026 |  | 不适用 | 运行参数继承参考Generators_data.csv的风电/光伏设定
771 | SN | 1 | 陕西 | Yan'an | Zhidan | 大唐志丹风电项目 | Shaanxi Zhidan (Datang) wind farm | -- | 风电 | Onshore | 100 | operating | 2024 | Datang Shaanxi Power Generation Co Ltd [100%] | Datang Baoji Thermal Power Factory | 36.8267 | 108.7619 | L100000918743 | G100000923114 | https://www.gem.wiki/Shaanxi_Zhidan_(Datang)_wind_farm | Global Wind Power Tracker - February 2026 |  | 不适用 | 运行参数继承参考Generators_data.csv的风电/光伏设定
772 | SN | 1 | 陕西 | Yan'an | Zhidan | 志丹南湾100兆瓦风电项目 | Shaanxi Zhidan Nanwan wind farm | -- | 风电 | Onshore | 100 | operating | 2021 | State Power Investment Group Hubei Electric Power Co Ltd |  | 36.701 | 108.795 | L100001056233 | G100001064248 | https://www.gem.wiki/Shaanxi_Zhidan_Nanwan_wind_farm | Global Wind Power Tracker - February 2026 |  | 不适用 | 运行参数继承参考Generators_data.csv的风电/光伏设定
773 | SN | 1 | 陕西 | Yan'an | Zhidan | 志丹县顺宁纸坊44兆瓦分散式风电项目 | Shaanxi Zhidan Shunning Zhifang distributed wind farm | -- | 风电 | Onshore | 44 | operating | 2022 | Yan'an Changgaoshikun New Energy Co Ltd [100%] | Zhidan Fengda New Energy | 36.9401 | 108.6365 | L100000918747 | G100000923119 | https://www.gem.wiki/Shaanxi_Zhidan_Shunning_Zhifang_distributed_wind_farm | Global Wind Power Tracker - February 2026 |  | 不适用 | 运行参数继承参考Generators_data.csv的风电/光伏设定
774 | SN | 1 | 陕西 | Yan'an | Zichang | 华能子长羊圈山分散式风电场 | Shaanxi Zichang (Huaneng) Yangjuanshan distributed wind farm | -- | 风电 | Onshore | 49.8 | operating | 2024 | Shaanxi Power Generation Co Ltd [100%] | Huaneng Shaanxi Zichang Power Generation | 37.2937 | 109.2602 | L100001005707 | G100001006853 | https://www.gem.wiki/Shaanxi_Zichang_(Huaneng)_Yangjuanshan_distributed_wind_farm | Global Wind Power Tracker - February 2026 |  | 不适用 | 运行参数继承参考Generators_data.csv的风电/光伏设定
775 | SN | 1 | 陕西 | Yan'an | Zichang City | 陕西子长柏山寺风电场, 华能陕西子长山丹风电项目三期 | Shaanxi Zichang Baishansi wind farm | 1 | 风电 | Onshore | 50 | operating | 2020 |  | Huaneng Shaanxi Zichang Windpower | 37.2969 | 108.4504 | L100000903498 | G100000904297 | https://www.gem.wiki/Shaanxi_Zichang_Baishansi_wind_farm | Global Wind Power Tracker - February 2026 |  | 不适用 | 运行参数继承参考Generators_data.csv的风电/光伏设定
776 | SN | 1 | 陕西 | Yan'an | Zichang City | 陕西子长柏山寺风电场, 华能陕西子长山丹风电项目三期 | Shaanxi Zichang Baishansi wind farm | 2 | 风电 | Onshore | 50 | operating | 2020 |  | Huaneng Shaanxi Zichang Windpower | 37.2969 | 108.4504 | L100000903498 | G100000904298 | https://www.gem.wiki/Shaanxi_Zichang_Baishansi_wind_farm | Global Wind Power Tracker - February 2026 |  | 不适用 | 运行参数继承参考Generators_data.csv的风电/光伏设定
777 | SN | 1 | 陕西 | Yan'an | Zichang City | 陕西子长东方红风电场, 华能陕西子长山丹风电项目一期 | Shaanxi Zichang Dongfanghong wind farm | 1 | 风电 | Onshore | 50 | operating | 2020 |  | Huaneng Shaanxi Zichang Windpower | 37.2969 | 108.4504 | L100000903497 | G100000904295 | https://www.gem.wiki/Shaanxi_Zichang_Dongfanghong_wind_farm | Global Wind Power Tracker - February 2026 |  | 不适用 | 运行参数继承参考Generators_data.csv的风电/光伏设定
778 | SN | 1 | 陕西 | Yan'an | Zichang City | 陕西子长东方红风电场, 华能陕西子长山丹风电项目一期 | Shaanxi Zichang Dongfanghong wind farm | 2 | 风电 | Onshore | 50 | operating | 2020 |  | Huaneng Shaanxi Zichang Windpower | 37.2969 | 108.4504 | L100000903497 | G100000904296 | https://www.gem.wiki/Shaanxi_Zichang_Dongfanghong_wind_farm | Global Wind Power Tracker - February 2026 |  | 不适用 | 运行参数继承参考Generators_data.csv的风电/光伏设定
779 | SN | 1 | 陕西 | Yan'an | Zichang City | 陕西子长李家岔风电场, 华能陕西子长山丹风电项目二期 | Shaanxi Zichang Lijiacha wind farm | -- | 风电 | Onshore | 100 | operating | 2020 | Huaneng Shaanxi Zichang Power Co Ltd [100%] |  | 37.2969 | 108.4504 | L100000903496 | G100000904294 | https://www.gem.wiki/Shaanxi_Zichang_Lijiacha_wind_farm | Global Wind Power Tracker - February 2026 |  | 不适用 | 运行参数继承参考Generators_data.csv的风电/光伏设定
780 | SN | 1 | 陕西 | Yan'an | Zichang City | 子长市南沟岔20万千瓦风电项目 | Shaanxi Zichang Nangoucha wind farm | -- | 风电 | Onshore | 200 | operating | 2025 | Shaanxi Power Generation Co Ltd [100%] | Huaneng Shaanxi Zichang Power Generation | 37.3486 | 109.7823 | L100000904724 | G100000905813 | https://www.gem.wiki/Shaanxi_Zichang_Nangoucha_wind_farm | Global Wind Power Tracker - February 2026 |  | 不适用 | 运行参数继承参考Generators_data.csv的风电/光伏设定
781 | SN | 1 | 陕西 | Yan'an | Zichang City | 子长寺湾50MW风电项目 | Shaanxi Zichang Siwan wind farm | -- | 风电 | Onshore | 50 | operating | 2020 | Yan'an Energy Chemical (Group) Co Ltd [50%]; State Power Investment Corporation Shaanxi New Energy Co Ltd [50%] | Yan'an Zichang New Energy Development | 37.4093 | 109.3723 | L100000918748 | G100000923120 | https://www.gem.wiki/Shaanxi_Zichang_Siwan_wind_farm | Global Wind Power Tracker - February 2026 |  | 不适用 | 运行参数继承参考Generators_data.csv的风电/光伏设定
782 | SN | 1 | 陕西 | Yan'an | Zichang | 华能子长兔河分散式风电场 | Shaanxi Zichang Tuhe (Huaneng) distributed wind farm | -- | 风电 | Onshore | 49.8 | operating | 2024 | Shaanxi Power Generation Co Ltd [100%] | Huaneng Shaanxi Zichang Power Generation | 37.2459 | 109.4088 | L100001005706 | G100001006852 | https://www.gem.wiki/Shaanxi_Zichang_Tuhe_(Huaneng)_distributed_wind_farm | Global Wind Power Tracker - February 2026 |  | 不适用 | 运行参数继承参考Generators_data.csv的风电/光伏设定
783 | SN | 1 | 陕西 | Yan'an | Zichang | 延安子长新能源余家坪分散式风电项目 | Shaanxi Zichang Yujiaping Distributed wind farm | -- | 风电 | Onshore | 10 | operating | 2020 | Yan'an Zichang New Energy Development Co Ltd |  | 37.045 | 109.673 | L100001047946 | G100001054779 | https://www.gem.wiki/Shaanxi_Zichang_Yujiaping_Distributed_wind_farm | Global Wind Power Tracker - February 2026 |  | 不适用 | 运行参数继承参考Generators_data.csv的风电/光伏设定
784 | SN | 1 | 陕西 | Yulin | Fugu County | 横山韩岔20MW分散式风电场 | Yulin Hancha wind farm | -- | 风电 | Onshore | 20 | operating |  | Yan'an Rongyue New Energy Co Ltd [100%] | Yulin Changsheng Energy Development | 39.0716 | 110.7791 | L100001005701 | G100001006847 | https://www.gem.wiki/Yulin_Hancha_wind_farm | Global Wind Power Tracker - February 2026 |  | 不适用 | 运行参数继承参考Generators_data.csv的风电/光伏设定
785 | SN | 1 | 陕西 | Yulin | Jingbian | 榆林江靖风电场（江河机电靖边风电场） | Yulin Jiangjing wind farm | -- | 风电 | Onshore | 100 | operating |  | Jianghe Mechanical and Electrical Equipment Engineering Co., Ltd. [100%] | Jingbian County Jiangjing New Energy | 37.3625 | 108.7523 | L100001005704 | G100001006850 | https://www.gem.wiki/Yulin_Jiangjing_wind_farm | Global Wind Power Tracker - February 2026 |  | 不适用 | 运行参数继承参考Generators_data.csv的风电/光伏设定
786 | GS | 2 | 甘肃 | Longnan | Wen | 石鸡水电站 | Baishui River Shiji hydroelectric plant | 2 x 16 MW | 水电 | run-of-river | 32 | operating | 2014 | Longnan Wenjiang Hydropower Co Ltd |  | 33.0178 | 113.4861 | L100001054615 | G100001062507 | https://www.gem.wiki/Baishui_River_Shiji_hydroelectric_plant | Global Hydropower Tracker - March 2026 |  | 不适用 | 按参考表的常规水电设定，Existing_Cap_MWh等于Existing_Cap_MW
787 | GS | 2 | 甘肃 | Lanzhou | Xigu District | 八盘峡水电站 | Bapanxia hydroelectric plant | 5 x 36 MW; 1 x 40 MW | 水电 | run-of-river | 220 | operating | 1980 | State Power Investment Group Upper Yellow River Hydropower Development Co Ltd [100%] | Upper Yellow River Hydropower Development CO LTD Longdian Branch | 36.1663 | 103.4375 | L100000600616 | G100000600618 | https://www.gem.wiki/Bapanxia_hydroelectric_plant | Global Hydropower Tracker - March 2026 |  | 不适用 | 按参考表的常规水电设定，Existing_Cap_MWh等于Existing_Cap_MW
788 | GS | 2 | 甘肃 | Longnan | Wen | 碧口水电站 | Bikou hydroelectric plant | 3 x 100 MW | 水电 | conventional storage | 300 | operating | 1977 | Datang Gansu Power Generation Co Ltd [100%] | Datang Bikou Hydropower Plant | 32.7496 | 105.2426 | L100000600622 | G100000600624 | https://www.gem.wiki/Bikou_hydroelectric_plant | Global Hydropower Tracker - March 2026 |  | 不适用 | 按参考表的常规水电设定，Existing_Cap_MWh等于Existing_Cap_MW
789 | GS | 2 | 甘肃 | Linxia AP | Dongxiang | 炳灵水电站 | Bingling hydroelectric plant | 5 x 48 MW | 水电 | conventional storage | 240 | operating | 2009 | Gansu Province Electric Power Investment Group Co Ltd [100%] | Gansu Diantou Bingling Hydropower Development | 35.8242 | 102.9903 | L100000600625 | G100000600627 | https://www.gem.wiki/Bingling_hydroelectric_plant | Global Hydropower Tracker - March 2026 |  | 不适用 | 按参考表的常规水电设定，Existing_Cap_MWh等于Existing_Cap_MW
790 | GS | 2 | 甘肃 | Lanzhou | Xigu District | 柴家峡水电站 | Chaijiaxia hydroelectric plant | 4 x 24 MW | 水电 | run-of-river | 96 | operating | 2007 | CNNC Lanzhou Uranium Enrichment Co Ltd [100%] | Gansu Chiajiaxia Hydropower | 36.1197 | 103.5356 | L100000600640 | G100000600642 | https://www.gem.wiki/Chaijiaxia_hydroelectric_plant | Global Hydropower Tracker - March 2026 |  | 不适用 | 按参考表的常规水电设定，Existing_Cap_MWh等于Existing_Cap_MW
791 | GS | 2 | 甘肃 | Longnan | Wen | 橙子沟水电站 | Chengzigou hydroelectric plant | 3 x 38.33 MW | 水电 | run-of-river | 115 | operating | 2014 | Gansu Province Electric Power Investment Group Co Ltd [100%] | Gansu Power Investment Darong Power | 33.1144 | 104.9364 | L100000600654 | G100000600656 | https://www.gem.wiki/Chengzigou_hydroelectric_plant | Global Hydropower Tracker - March 2026 |  | 不适用 | 按参考表的常规水电设定，Existing_Cap_MWh等于Existing_Cap_MW
792 | GS | 2 | 甘肃 | Zhangye | Sunan | 大孤山水电站 | Dagushan hydroelectric plant |  | 水电 | run-of-river | 65 | operating | 2009 | Gansu Heihe Hydropower Development CO LTD |  | 38.4558 | 100.0247 | L100001022949 | G100001027154 | https://www.gem.wiki/Dagushan_hydroelectric_plant | Global Hydropower Tracker - March 2026 |  | 不适用 | 按参考表的常规水电设定，Existing_Cap_MWh等于Existing_Cap_MW
793 | GS | 2 | 甘肃 | Gannan AP | Têwo | 达拉河口水电站 | Dala River hydroelectric plant | 3 x 17.5 MW | 水电 | conventional storage | 52 | operating | 2007 | Lanzhou Hongyuan Electric Power Technology Diebu Dala River Power Generation CO LTD |  | 33.972 | 103.512 | L100001022950 | G100001027155 | https://www.gem.wiki/Dala_River_hydroelectric_plant | Global Hydropower Tracker - March 2026 |  | 不适用 | 按参考表的常规水电设定，Existing_Cap_MWh等于Existing_Cap_MW
794 | GS | 2 | 甘肃 | Baiyin | Baiying District | 大峡水电站 | Daxia hydroelectric plant | 1 x 24.5 MW; 4 x 75 MW | 水电 | conventional storage | 325 | operating | 1996 | SDIC Power Holdings Co Ltd [100%] | SDIC Gansu Xiaosanxia Power | 36.3063 | 104.1606 | L100000600698 | G100000600700 | https://www.gem.wiki/Daxia_hydroelectric_plant | Global Hydropower Tracker - March 2026 |  | 不适用 | 按参考表的常规水电设定，Existing_Cap_MWh等于Existing_Cap_MW
795 | GS | 2 | 甘肃 | Zhangye | Sunan | 张掖二龙山水电站 | Erlongshan hydroelectric plant | 2 x 20 MW; 1 x 10.5 MW | 水电 | run-of-river | 51 | operating | 2007 | Gansu Heihe Hydropower Development CO LTD [70%] | Zhangye Erlongshan Hydropower CO LTD | 38.5557 | 100.2726 | L100001022951 | G100001027156 | https://www.gem.wiki/Erlongshan_hydroelectric_plant | Global Hydropower Tracker - March 2026 |  | 不适用 | 按参考表的常规水电设定，Existing_Cap_MWh等于Existing_Cap_MW
796 | GS | 2 | 甘肃 |  |  | 甘肃党河水电站 | Gansu Dang River hydroelectric plant |  | 水电 | unknown | 35 | operating |  |  |  | 39.4923 | 97.3423 | L100001054627 | G100001062519 | https://www.gem.wiki/Gansu_Dang_River_hydroelectric_plant | Global Hydropower Tracker - March 2026 |  | 不适用 | 按参考表的常规水电设定，Existing_Cap_MWh等于Existing_Cap_MW
797 | GS | 2 | 甘肃 |  | Diebu | 迭部县多儿水电站 | Gansu Diebu Duoer hydroelectric plant | 3 x 10 MW | 水电 | conventional and run-of-river | 32 | operating | 2023 | Gansu Huineng New Energy Technology Co Ltd |  | 33.3 | 103.3 | L100001054628 | G100001062520 | https://www.gem.wiki/Gansu_Diebu_Duoer_hydroelectric_plant | Global Hydropower Tracker - March 2026 |  | 不适用 | 按参考表的常规水电设定，Existing_Cap_MWh等于Existing_Cap_MW
798 | GS | 2 | 甘肃 | Linxia AP | Yongjing | 白川水电站 | Gansu Huangshui Baichuan hydroelectric plant | 3 x 12 MW | 水电 | run-of-river | 36 | operating |  |  | Datang Gansu Huangshui River Hydropower Development | 36.1175 | 102.8306 | L100001054629 | G100001062521 | https://www.gem.wiki/Gansu_Huangshui_Baichuan_hydroelectric_plant | Global Hydropower Tracker - March 2026 |  | 不适用 | 按参考表的常规水电设定，Existing_Cap_MWh等于Existing_Cap_MW
799 | GS | 2 | 甘肃 | Gannan AP | Zhouqu | 锁儿头水电站, 沙川坝水电站 | Gansu Suoertou hydroelectric plant | 3 x 22 MW | 水电 | run-of-river | 66 | operating | 2013 | Gansu Mingzhu Group CO LTD [100%] | Gansu Mingzhu Zhouqu Hydropower Development CO LTD | 33.7807 | 104.3412 | L100001022954 | G100001027159 | https://www.gem.wiki/Gansu_Suoertou_hydroelectric_plant | Global Hydropower Tracker - March 2026 |  | 不适用 | 按参考表的常规水电设定，Existing_Cap_MWh等于Existing_Cap_MW
800 | GS | 2 | 甘肃 | Longnan | Tanchang | 白龙江沙湾水电站 | Gansu Tanchang County Shawan hydroelectric plant |  | 水电 | conventional storage | 51 | operating | 2015 |  | Longnan Huixin Hydropower CO LTD | 33.6245 | 104.5546 | L100001022956 | G100001027161 | https://www.gem.wiki/Gansu_Tanchang_County_Shawan_hydroelectric_plant | Global Hydropower Tracker - March 2026 |  | 不适用 | 按参考表的常规水电设定，Existing_Cap_MWh等于Existing_Cap_MW
801 | GS | 2 | 甘肃 | Zhangye | Sunan | 东水峡水电站 | Gansu Taolai River Dongshuixia hydroelectric plant |  | 水电 | run-of-river | 53 | operating | 2011 |  | Sunan Yugur Autonomous County Dongshuixia Hydropower Development CO LTD | 39.4572 | 98.0217 | L100001022957 | G100001027162 | https://www.gem.wiki/Gansu_Taolai_River_Dongshuixia_hydroelectric_plant | Global Hydropower Tracker - March 2026 |  | 不适用 | 按参考表的常规水电设定，Existing_Cap_MWh等于Existing_Cap_MW
802 | GS | 2 | 甘肃 | Dingxi | Lintao | 海甸峡水电站 | Haidianxia hydroelectric plant | 3 x 20 MW | 水电 | conventional and run-of-river | 60 | operating | 2005 | Gansu Power Investment Jiudianxia Hydropower Development CO LTD |  | 35.0973 | 103.761 | L100001026028 | G100001031245 | https://www.gem.wiki/Haidianxia_hydroelectric_plant | Global Hydropower Tracker - March 2026 |  | 不适用 | 按参考表的常规水电设定，Existing_Cap_MWh等于Existing_Cap_MW
803 | GS | 2 | 甘肃 | Longnan | Wen | 汉坪嘴水电站 | Hanpingzui hydroelectric plant | 3 x 24 MW | 水电 | conventional storage | 72 | operating | 2005 | Gansu Electric Power Pearl Group CO LTD |  | 32.8388 | 105.0018 | L100001022964 | G100001027169 | https://www.gem.wiki/Hanpingzui_hydroelectric_plant | Global Hydropower Tracker - March 2026 |  | 不适用 | 按参考表的常规水电设定，Existing_Cap_MWh等于Existing_Cap_MW
804 | GS | 2 | 甘肃 | Zhangye | Sunan | 黑河宝瓶水电站 | Heihe Baoping hydroelectric plant | 2 x 50 MW; 1 x 23 MW | 水电 | run-of-river | 123 | operating | 2012 | Gansu Province Electric Power Investment Group Co Ltd [100%] | Gansu Shuangguan Hydropower Investment | 38.4001 | 100.0501 | L100000600810 | G100000600814 | https://www.gem.wiki/Heihe_Baoping_hydroelectric_plant | Global Hydropower Tracker - March 2026 |  | 不适用 | 按参考表的常规水电设定，Existing_Cap_MWh等于Existing_Cap_MW
805 | GS | 2 | 甘肃 | Lanzhou | Xigu District | 河口水电站 | Hekou hydroelectric plant | 4 x 18.5 MW | 水电 | run-of-river | 74 | operating | 2010 |  | Gansu Diantou Bingling Hydropower Development | 36.1707 | 103.474 | L100001026027 | G100001031242 | https://www.gem.wiki/Hekou_hydroelectric_plant | Global Hydropower Tracker - March 2026 |  | 不适用 | 按参考表的常规水电设定，Existing_Cap_MWh等于Existing_Cap_MW
806 | GS | 2 | 甘肃 | Gannan AP | Lintan | 九甸峡水电站 | Jiudianxia hydroelectric plant | 3 x 100 MW | 水电 | conventional storage | 300 | operating | 2008 |  |  | 34.9411 | 103.8443 | L100000600901 | G100000600908 | https://www.gem.wiki/Jiudianxia_hydroelectric_plant | Global Hydropower Tracker - March 2026 |  | 不适用 | 按参考表的常规水电设定，Existing_Cap_MWh等于Existing_Cap_MW
807 | GS | 2 | 甘肃 | Gannan AP | Diebu | 九龙峡水电站 | Jiulongxia hydroelectric plant | 3 x 27 MW | 水电 | conventional storage | 81 | operating | 2016 |  | Diebu Jiulongxia Hydropower Development | 33.9444 | 103.6579 | L100000604248 | G100000604471 | https://www.gem.wiki/Jiulongxia_hydroelectric_plant | Global Hydropower Tracker - March 2026 |  | 不适用 | 按参考表的常规水电设定，Existing_Cap_MWh等于Existing_Cap_MW
808 | GS | 2 | 甘肃 | Gannan AP | Zhouqu | 凉风壳水电站 | Liangfengke hydroelectric plant | 3 x 17.5 MW | 水电 | run-of-river | 52 | operating | 2016 | Guodian Shaanxi Hydropower Development CO LTD | Zhouqu County Liangfengke Power Generation CO LTD | 32.8306 | 105.0764 | L100001022975 | G100001027180 | https://www.gem.wiki/Liangfengke_hydroelectric_plant | Global Hydropower Tracker - March 2026 |  | 不适用 | 按参考表的常规水电设定，Existing_Cap_MWh等于Existing_Cap_MW
809 | GS | 2 | 甘肃 | Linxia AP | Kangle | 莲麓一级水电站 | Lianlu Stage 1 hydroelectric plant | 3 x 22 MW | 水电 | run-of-river | 66 | operating | 2011 | Gansu Power Investment Jiudianxia Hydropower Development CO LTD | Gansu Power Investment Jiudianxia Hydropower Development CO LTD Lianlu Branch | 34.981 | 103.8314 | L100001026029 | G100001031246 | https://www.gem.wiki/Lianlu_Stage_1_hydroelectric_plant | Global Hydropower Tracker - March 2026 |  | 不适用 | 按参考表的常规水电设定，Existing_Cap_MWh等于Existing_Cap_MW
810 | GS | 2 | 甘肃 | Gannan AP | Zhouqu | 立节水电站 | Lijie hydroelectric plant | 3 x 13.4 MW | 水电 | unknown | 40 | operating | 2009 |  | Gansu Electric Power Investment Darong Dalijie Power Generation | 33.8876 | 104.0988 | L100001062262 | G100001071497 | https://www.gem.wiki/Lijie_hydroelectric_plant | Global Hydropower Tracker - March 2026 |  | 不适用 | 按参考表的常规水电设定，Existing_Cap_MWh等于Existing_Cap_MW
811 | GS | 2 | 甘肃 | Linxia AP | Yongjing | 刘家峡水电站 | Liujiaxia hydroelectric plant | 3 x 225 MW; 1 x 250 MW; 1 x 300 MW | 水电 | conventional storage | 1225 | operating | 1974 | State Grid Gansu Electric Power Co Ltd [100%] | State Grid Gansu Electric Power CO Liujiaxia Hydropower Plant | 35.9384 | 103.3281 | L100000600958 | G100000600967 | https://www.gem.wiki/Liujiaxia_hydroelectric_plant | Global Hydropower Tracker - March 2026 |  | 不适用 | 按参考表的常规水电设定，Existing_Cap_MWh等于Existing_Cap_MW
812 | GS | 2 | 甘肃 | Zhangye | Sunan | 龙首二级水电站 | Longshou 2 hydroelectric plant | 3 x 45 MW; 1 x 22 MW | 水电 | conventional storage | 157 | operating | 2004 | Gansu Province Electric Power Investment Group Co Ltd [100%] | Gansu Power Investment Hexi Hydropower Development | 38.7709 | 100.1138 | L100000600979 | G100000600988 | https://www.gem.wiki/Longshou_2_hydroelectric_plant | Global Hydropower Tracker - March 2026 |  | 不适用 | 按参考表的常规水电设定，Existing_Cap_MWh等于Existing_Cap_MW
813 | GS | 2 | 甘肃 | Zhangye | Ganzhou District | 龙首一级水电站 | Longshou Stage 1 hydroelectric plant | 3 x 15 MW ; 2 x 7 MW | 水电 | run-of-river | 59 | operating | 2001 | Gansu Power Investment Hexi Hydropower Development Co Ltd |  | 38.8077 | 100.1568 | L100001026030 | G100001031247 | https://www.gem.wiki/Longshou_Stage_1_hydroelectric_plant | Global Hydropower Tracker - March 2026 |  | 不适用 | 按参考表的常规水电设定，Existing_Cap_MWh等于Existing_Cap_MW
814 | GS | 2 | 甘肃 | Gannan AP | Jonê | 录巴寺水电站 | Lubasi hydroelectric plant | 3 x 15 MW | 水电 | conventional and run-of-river | 45 | operating | 2011 |  | Jonê County Zhehe Hydropower Development CO LTD | 34.6081 | 103.3067 | L100001022977 | G100001027182 | https://www.gem.wiki/Lubasi_hydroelectric_plant | Global Hydropower Tracker - March 2026 |  | 不适用 | 按参考表的常规水电设定，Existing_Cap_MWh等于Existing_Cap_MW
815 | GS | 2 | 甘肃 | Longnan | Wen | 苗家坝水电站 | Miaojiaba hydroelectric plant | 3 x 80 MW | 水电 | conventional storage | 240 | operating | 2008 | Datang Gansu Power Generation Co Ltd [100%] | Datang Bailongjiang Power | 33.0682 | 104.9314 | L100000601023 | G100000601033 | https://www.gem.wiki/Miaojiaba_hydroelectric_plant | Global Hydropower Tracker - March 2026 |  | 不适用 | 按参考表的常规水电设定，Existing_Cap_MWh等于Existing_Cap_MW
816 | GS | 2 | 甘肃 | Gannan AP | Jonê | 扭子水电站 | Niuzi hydroelectric plant | 3 x 10 MW | 水电 | run-of-river | 30 | operating | 2010 |  | Zhuoni County Huineng Hydropower Development | 34.6047 | 103.3698 | L100001062255 | G100001071489 | https://www.gem.wiki/Niuzi_hydroelectric_plant | Global Hydropower Tracker - March 2026 |  | 不适用 | 按参考表的常规水电设定，Existing_Cap_MWh等于Existing_Cap_MW
817 | GS | 2 | 甘肃 | Longnan | Wen | 麒麟寺水电站 | Qilinsi hydroelectric plant | 3 x 37 MW | 水电 | conventional storage | 111 | operating | 2008 | Datang Gansu Power Generation Co Ltd [100%] | Datang Bailongjiang Power | 32.7496 | 105.2426 | L100000601087 | G100000601098 | https://www.gem.wiki/Qilinsi_hydroelectric_plant | Global Hydropower Tracker - March 2026 |  | 不适用 | 按参考表的常规水电设定，Existing_Cap_MWh等于Existing_Cap_MW
818 | GS | 2 | 甘肃 | Zhangye | Sunan | 三道湾水电站 | Sandaowan hydroelectric plant | 2 x 45 MW; 1 x 22 MW | 水电 | run-of-river | 112 | operating | 2012 | Gansu Province Electric Power Investment Group Co Ltd [100%] | Gansu Xixing Energy Investment | 38.5006 | 99.9833 | L100000601111 | G100000601124 | https://www.gem.wiki/Sandaowan_hydroelectric_plant | Global Hydropower Tracker - March 2026 |  | 不适用 | 按参考表的常规水电设定，Existing_Cap_MWh等于Existing_Cap_MW
819 | GS | 2 | 甘肃 | Gannan AP | Têwo | 水泊峡水电站 | Shuiboxia hydroelectric plant | 3 | 水电 | run-of-river | 57 | operating | 2010 | Gansu Power Investment Darong Power Co Ltd |  | 33.9873 | 103.845 | L100001026031 | G100001031248 | https://www.gem.wiki/Shuiboxia_hydroelectric_plant | Global Hydropower Tracker - March 2026 |  | 不适用 | 按参考表的常规水电设定，Existing_Cap_MWh等于Existing_Cap_MW
820 | GS | 2 | 甘肃 | Lanzhou | Yongdeng | 天王沟水电站 | Tianwanggou hydroelectric plant | 3 x 17 MW | 水电 | run-of-river | 51 | operating | 2011 | Gansu Power Investment Darong Power Co Ltd |  | 36.5864 | 102.8346 | L100001026014 | G100001031221 | https://www.gem.wiki/Tianwanggou_hydroelectric_plant | Global Hydropower Tracker - March 2026 |  | 不适用 | 按参考表的常规水电设定，Existing_Cap_MWh等于Existing_Cap_MW
821 | GS | 2 | 甘肃 | Lanzhou | Yongdeng | 铁城水电站 | Tiecheng hydroelectric plant | 3 x 14.5 MW ; 1 x 8 MW | 水电 | conventional and run-of-river | 52 | operating | 2008 |  | Gansu Keyuan Electric Power Group CO LTD Mingzhu Property Branch | 36.6187 | 102.7862 | L100001026017 | G100001031222 | https://www.gem.wiki/Tiecheng_hydroelectric_plant | Global Hydropower Tracker - March 2026 |  | 不适用 | 按参考表的常规水电设定，Existing_Cap_MWh等于Existing_Cap_MW
822 | GS | 2 | 甘肃 | Baiyin | Baiying District | 乌金峡水电站 | Wujinxia hydroelectric plant | 4 x 35 MW | 水电 | run-of-river | 140 | operating | 2009 | SDIC Power Holdings Co Ltd [100%] | SDIC Gansu Xiaosanxia Power | 36.3991 | 104.3985 | L100000601246 | G100000601262 | https://www.gem.wiki/Wujinxia_hydroelectric_plant | Global Hydropower Tracker - March 2026 |  | 不适用 | 按参考表的常规水电设定，Existing_Cap_MWh等于Existing_Cap_MW
823 | GS | 2 | 甘肃 | Dingxi | Weiyuan | 莲麓二级水电站, 峡城水电站 | Xiacheng hydroelectric plant | 3 x 12.5 MW | 水电 | conventional storage | 38 | operating | 2009 |  |  | 34.9808 | 103.8312 | L100001062261 | G100001071496 | https://www.gem.wiki/Xiacheng_hydroelectric_plant | Global Hydropower Tracker - March 2026 |  | 不适用 | 按参考表的常规水电设定，Existing_Cap_MWh等于Existing_Cap_MW
824 | GS | 2 | 甘肃 | Zhangye | Sunan | 小孤山水电站 | Xiaogushan hydroelectric plant | 1 x 22 MW; 2 x 40 MW | 水电 | run-of-river | 102 | operating | 2006 | Gansu Heihe Energy Development Co Ltd; Zhangye Municipal Water & Power Bureau; Gansu Silver Dragon Construction Co Ltd | Gansu Zhangye Xiaogushan Hydro Power | 38.8069 | 100.1521 | L100000601272 | G100000601288 | https://www.gem.wiki/Xiaogushan_hydroelectric_plant | Global Hydropower Tracker - March 2026 |  | 不适用 | 按参考表的常规水电设定，Existing_Cap_MWh等于Existing_Cap_MW
825 | GS | 2 | 甘肃 | Lanzhou | Gaolan | 小峡水电站 | Xiaoxia hydroelectric plant | 4 x 57.5 MW | 水电 | run-of-river | 230 | operating | 2005 | SDIC Power Holdings Co Ltd [100%] | SDIC Gansu Xiaosanxia Power | 36.1467 | 104.0138 | L100000601281 | G100000601297 | https://www.gem.wiki/Xiaoxia_hydroelectric_plant | Global Hydropower Tracker - March 2026 |  | 不适用 | 按参考表的常规水电设定，Existing_Cap_MWh等于Existing_Cap_MW
826 | GS | 2 | 甘肃 | Dingxi | Lintao | 杨家河水电站 | Yangjiahe hydroelectric plant | 3 x 12.5 MW | 水电 | run-of-river | 38 | operating | 2010 | Lintao Aluminum Co Ltd |  | 35.1575 | 103.8084 | L100001062260 | G100001071494 | https://www.gem.wiki/Yangjiahe_hydroelectric_plant | Global Hydropower Tracker - March 2026 |  | 不适用 | 按参考表的常规水电设定，Existing_Cap_MWh等于Existing_Cap_MW
827 | GS | 2 | 甘肃 | Linxia AP | Yongjing | 盐锅峡水电站 | Yanguoxia hydroelectric plant | 10 | 水电 | conventional storage | 471 | operating | 1975 | State Power Investment Group Upper Yellow River Hydropower Development Co Ltd [100%] | Upper Yellow River Hydropower Development CO LTD Longdian Branch | 36.0735 | 103.2836 | L100000601330 | G100000601347 | https://www.gem.wiki/Yanguoxia_hydroelectric_plant | Global Hydropower Tracker - March 2026 |  | 不适用 | 按参考表的常规水电设定，Existing_Cap_MWh等于Existing_Cap_MW
828 | GS | 2 | 甘肃 | Wuwei | Tianzhu | 朱岔峡水电站 | Zhuchaxia hydroelectric plant | 2 | 水电 | run-of-river | 34 | operating | 2008 | Gansu Power Investment Darong Power Co Ltd |  | 36.8705 | 102.5907 | L100001062263 | G100001071498 | https://www.gem.wiki/Zhuchaxia_hydroelectric_plant | Global Hydropower Tracker - March 2026 |  | 不适用 | 按参考表的常规水电设定，Existing_Cap_MWh等于Existing_Cap_MW
829 | GS | 2 | 甘肃 | Tianshui | Gangu | 华能甘谷发电厂 | Gangu power station | Phase II Unit 1 | 煤电 | subcritical | 330 | operating | 2007 | Huaneng Gangu Power Generation Co Ltd [100%] | China Huaneng Group Co Ltd [100.0%] | 34.7548 | 105.1008 | L100000100311 | G100000102043 | https://www.gem.wiki/Gangu_power_station | Global Coal Plant Tracker - January 2026 |  | GEM Heat rate (Btu/kWh) ÷ 1000 | 热耗率来自GEM；其余运行参数继承参考Generators_data.csv的煤电设定
830 | GS | 2 | 甘肃 | Tianshui | Gangu | 华能甘谷发电厂 | Gangu power station | Phase II Unit 2 | 煤电 | subcritical | 330 | operating | 2007 | Huaneng Gangu Power Generation Co Ltd [100%] | China Huaneng Group Co Ltd [100.0%] | 34.7548 | 105.1008 | L100000100311 | G100000102044 | https://www.gem.wiki/Gangu_power_station | Global Coal Plant Tracker - January 2026 |  | GEM Heat rate (Btu/kWh) ÷ 1000 | 热耗率来自GEM；其余运行参数继承参考Generators_data.csv的煤电设定
831 | GS | 2 | 甘肃 | Jiuquan | Yumen | 华能803发电厂 | Gansu 803 power station | Unit 5 | 煤电 | supercritical | 300 | operating | 2016 | Huaneng 803 Thermal Power Co Ltd [100%] | China Huaneng Group Co Ltd [100.0%] | 40.2081 | 97.359 | L100000100310 | G100000101994 | https://www.gem.wiki/Gansu_803_power_station | Global Coal Plant Tracker - January 2026 | yes | GEM Heat rate (Btu/kWh) ÷ 1000 | 热耗率来自GEM；其余运行参数继承参考Generators_data.csv的煤电设定
832 | GS | 2 | 甘肃 | Jiuquan | Yumen | 华能803发电厂 | Gansu 803 power station | Unit 6 | 煤电 | supercritical | 300 | operating | 2017 | Huaneng 803 Thermal Power Co Ltd [100%] | China Huaneng Group Co Ltd [100.0%] | 40.2081 | 97.359 | L100000100310 | G100000101995 | https://www.gem.wiki/Gansu_803_power_station | Global Coal Plant Tracker - January 2026 | yes | GEM Heat rate (Btu/kWh) ÷ 1000 | 热耗率来自GEM；其余运行参数继承参考Generators_data.csv的煤电设定
833 | GS | 2 | 甘肃 | Baiyin | Yindong District | 靖煤集团白银热电厂 | Gansu Baiyin power station | Unit 1 | 煤电 | supercritical | 350 | operating | 2015 | Jingmei Group Baiyin Thermal Power Co Ltd [100%] | Gansu ENERGY Chemical Co Ltd [100.0%] | 36.5288 | 104.2275 | L100000100316 | G100000102935 | https://www.gem.wiki/Gansu_Baiyin_power_station | Global Coal Plant Tracker - January 2026 | yes | GEM Heat rate (Btu/kWh) ÷ 1000 | 热耗率来自GEM；其余运行参数继承参考Generators_data.csv的煤电设定
834 | GS | 2 | 甘肃 | Baiyin | Yindong District | 靖煤集团白银热电厂 | Gansu Baiyin power station | Unit 2 | 煤电 | supercritical | 350 | operating | 2016 | Jingmei Group Baiyin Thermal Power Co Ltd [100%] | Gansu ENERGY Chemical Co Ltd [100.0%] | 36.5288 | 104.2275 | L100000100316 | G100000102936 | https://www.gem.wiki/Gansu_Baiyin_power_station | Global Coal Plant Tracker - January 2026 | yes | GEM Heat rate (Btu/kWh) ÷ 1000 | 热耗率来自GEM；其余运行参数继承参考Generators_data.csv的煤电设定
835 | GS | 2 | 甘肃 | Pingliang | Chongxin | 中电建崇信电厂 | Gansu Chongxin power station | Phase I Unit 1 | 煤电 | supercritical | 660 | operating | 2010 | China Power Construction Gansu Energy Chongxin Power Generation Co Ltd [100%] | Power Construction Corporation of China Ltd [92.0%]; China Huaneng Group Co Ltd [3.9%]; Gansu Provincial State-owned Assets Investment Group Co Ltd [3.3%]; Pingliang Basic Industry Investment Group Co Ltd [0.7%]; China Development Bank Corp [0.1%] | 35.2795 | 106.9194 | L100000100317 | G100000102937 | https://www.gem.wiki/Gansu_Chongxin_power_station | Global Coal Plant Tracker - January 2026 | yes | GEM Heat rate (Btu/kWh) ÷ 1000 | 热耗率来自GEM；其余运行参数继承参考Generators_data.csv的煤电设定
836 | GS | 2 | 甘肃 | Pingliang | Chongxin | 中电建崇信电厂 | Gansu Chongxin power station | Phase I Unit 2 | 煤电 | supercritical | 660 | operating | 2011 | China Power Construction Gansu Energy Chongxin Power Generation Co Ltd [100%] | Power Construction Corporation of China Ltd [92.0%]; China Huaneng Group Co Ltd [3.9%]; Gansu Provincial State-owned Assets Investment Group Co Ltd [3.3%]; Pingliang Basic Industry Investment Group Co Ltd [0.7%]; China Development Bank Corp [0.1%] | 35.2795 | 106.9194 | L100000100317 | G100000102938 | https://www.gem.wiki/Gansu_Chongxin_power_station | Global Coal Plant Tracker - January 2026 | yes | GEM Heat rate (Btu/kWh) ÷ 1000 | 热耗率来自GEM；其余运行参数继承参考Generators_data.csv的煤电设定
837 | GS | 2 | 甘肃 | Lanzhou | Gaolan | 甘肃能化兰州新区热电联产项目 | Gansu Energy Lanzhou New District cogen power station | Unit 1 | 煤电 | supercritical | 350 | operating | 2025 | Gansu ENERGY Chemical Co Ltd [100%] | Gansu ENERGY Chemical Co Ltd [100.0%] | 36.62 | 103.7563 | L100000100338 | G100000106166 | https://www.gem.wiki/Gansu_Energy_Lanzhou_New_District_cogen_power_station | Global Coal Plant Tracker - January 2026 | yes | GEM Heat rate (Btu/kWh) ÷ 1000 | 热耗率来自GEM；其余运行参数继承参考Generators_data.csv的煤电设定
838 | GS | 2 | 甘肃 | Pingliang | Huating | 中电建华亭发电厂 | Gansu Huating power station | Phase I Unit 1 | 煤电 | subcritical | 145 | operating | 2006 | China Hydropower Construction Group Huating Power Generation Co Ltd [100%] | Power Construction Corporation of China Ltd [75.0%]; China Energy Engineering Corp Ltd [10.0%]; China Huaneng Group Co Ltd [6.4%]; Gansu Provincial State-owned Assets Investment Group Co Ltd [5.3%]; Luzhou Jinshida Trading Co Ltd [1.2%]; Pingliang Basic Industry Investment Group Co Ltd [1.1%]; unknown [0.7%]; China Development Bank Corp [0.2%]; Sichuan Qinglong Logistics Co Ltd [0.1%]; Chengdu Lingzhilin Trading Co Ltd [0.0%]; Chengdu Jiahong Business Information Consulting Co Ltd [0.0%] | 35.1951 | 106.5686 | L100000100340 | G100000108117 | https://www.gem.wiki/Gansu_Huating_power_station | Global Coal Plant Tracker - January 2026 | yes | GEM Heat rate (Btu/kWh) ÷ 1000 | 热耗率来自GEM；其余运行参数继承参考Generators_data.csv的煤电设定
839 | GS | 2 | 甘肃 | Pingliang | Huating | 中电建华亭发电厂 | Gansu Huating power station | Phase I Unit 2 | 煤电 | subcritical | 145 | operating | 2007 | China Hydropower Construction Group Huating Power Generation Co Ltd [100%] | Power Construction Corporation of China Ltd [75.0%]; China Energy Engineering Corp Ltd [10.0%]; China Huaneng Group Co Ltd [6.4%]; Gansu Provincial State-owned Assets Investment Group Co Ltd [5.3%]; Luzhou Jinshida Trading Co Ltd [1.2%]; Pingliang Basic Industry Investment Group Co Ltd [1.1%]; unknown [0.7%]; China Development Bank Corp [0.2%]; Sichuan Qinglong Logistics Co Ltd [0.1%]; Chengdu Lingzhilin Trading Co Ltd [0.0%]; Chengdu Jiahong Business Information Consulting Co Ltd [0.0%] | 35.1951 | 106.5686 | L100000100340 | G100000108118 | https://www.gem.wiki/Gansu_Huating_power_station | Global Coal Plant Tracker - January 2026 | yes | GEM Heat rate (Btu/kWh) ÷ 1000 | 热耗率来自GEM；其余运行参数继承参考Generators_data.csv的煤电设定
840 | GS | 2 | 甘肃 | Lanzhou | Xigu | 华能甘肃西固热电厂 | Gansu Xigu power station | Unit 11 | 煤电 | subcritical | 330 | operating | 2007 | Huaneng Gansu Xigu Thermal Power Co Ltd [100%] | China Huaneng Group Co Ltd [100.0%] | 36.1298 | 103.6229 | L100000100315 | G100000102205 | https://www.gem.wiki/Gansu_Xigu_power_station | Global Coal Plant Tracker - January 2026 | yes | GEM Heat rate (Btu/kWh) ÷ 1000 | 热耗率来自GEM；其余运行参数继承参考Generators_data.csv的煤电设定
841 | GS | 2 | 甘肃 | Lanzhou | Xigu | 华能甘肃西固热电厂 | Gansu Xigu power station | Unit 12 | 煤电 | subcritical | 330 | operating | 2007 | Huaneng Gansu Xigu Thermal Power Co Ltd [100%] | China Huaneng Group Co Ltd [100.0%] | 36.1298 | 103.6229 | L100000100315 | G100000102206 | https://www.gem.wiki/Gansu_Xigu_power_station | Global Coal Plant Tracker - January 2026 | yes | GEM Heat rate (Btu/kWh) ÷ 1000 | 热耗率来自GEM；其余运行参数继承参考Generators_data.csv的煤电设定
842 | GS | 2 | 甘肃 | Jinchang | Yongchang | 甘肃永昌发电厂 | Gansu Yongchang power station | Unit 8 | 煤电 | subcritical | 330 | operating | 2009 | Gansu Power Investment Jinchang Power Generation Co Ltd [100%] | Gansu Provincial State-owned Assets Investment Group Co Ltd [100.0%] | 38.3784 | 102.0968 | L100000100319 | G100000102999 | https://www.gem.wiki/Gansu_Yongchang_power_station | Global Coal Plant Tracker - January 2026 | yes | GEM Heat rate (Btu/kWh) ÷ 1000 | 热耗率来自GEM；其余运行参数继承参考Generators_data.csv的煤电设定
843 | GS | 2 | 甘肃 | Jinchang | Yongchang | 甘肃永昌发电厂 | Gansu Yongchang power station | Unit 9 | 煤电 | subcritical | 330 | operating | 2009 | Gansu Power Investment Jinchang Power Generation Co Ltd [100%] | Gansu Provincial State-owned Assets Investment Group Co Ltd [100.0%] | 38.3784 | 102.0968 | L100000100319 | G100000103000 | https://www.gem.wiki/Gansu_Yongchang_power_station | Global Coal Plant Tracker - January 2026 | yes | GEM Heat rate (Btu/kWh) ÷ 1000 | 热耗率来自GEM；其余运行参数继承参考Generators_data.csv的煤电设定
844 | GS | 2 | 甘肃 | Qingyang | Zhengning | 华能正宁发电厂 | Gansu Zhengning power station | Unit 1 | 煤电 | ultra-supercritical/CCS | 1000 | operating | 2025 | Huaneng Longdong Energy Co Ltd [100%] | China Huaneng Group Co Ltd [100.0%] | 35.2684 | 107.9756 | L100000100328 | G100000104640 | https://www.gem.wiki/Gansu_Zhengning_power_station | Global Coal Plant Tracker - January 2026 |  | GEM Heat rate (Btu/kWh) ÷ 1000 | 热耗率来自GEM；其余运行参数继承参考Generators_data.csv的煤电设定
845 | GS | 2 | 甘肃 | Qingyang | Zhengning | 华能正宁发电厂 | Gansu Zhengning power station | Unit 2 | 煤电 | ultra-supercritical/CCS | 1000 | operating | 2025 | Huaneng Longdong Energy Co Ltd [100%] | China Huaneng Group Co Ltd [100.0%] | 35.2684 | 107.9756 | L100000100328 | G100000104639 | https://www.gem.wiki/Gansu_Zhengning_power_station | Global Coal Plant Tracker - January 2026 |  | GEM Heat rate (Btu/kWh) ÷ 1000 | 热耗率来自GEM；其余运行参数继承参考Generators_data.csv的煤电设定
846 | GS | 2 | 甘肃 | Jiuquan | Guazhou | 甘肃电投常乐发电厂 | Guazhou Changle power station | Phase I Unit 1 | 煤电 | ultra-supercritical | 1000 | operating | 2020 | Gansu Power Investment Changle Power Generation Co Ltd [100%] | Gansu Provincial State-owned Assets Investment Group Co Ltd [66.0%]; China Resources Power Holdings Co Ltd [34.0%] | 40.6599 | 96.513 | L100000100318 | G100000102941 | https://www.gem.wiki/Guazhou_Changle_power_station | Global Coal Plant Tracker - January 2026 |  | GEM Heat rate (Btu/kWh) ÷ 1000 | 热耗率来自GEM；其余运行参数继承参考Generators_data.csv的煤电设定
847 | GS | 2 | 甘肃 | Jiuquan | Guazhou | 甘肃电投常乐发电厂 | Guazhou Changle power station | Phase I Unit 2 | 煤电 | ultra-supercritical | 1000 | operating | 2020 | Gansu Power Investment Changle Power Generation Co Ltd [100%] | Gansu Provincial State-owned Assets Investment Group Co Ltd [66.0%]; China Resources Power Holdings Co Ltd [34.0%] | 40.6599 | 96.513 | L100000100318 | G100000102942 | https://www.gem.wiki/Guazhou_Changle_power_station | Global Coal Plant Tracker - January 2026 |  | GEM Heat rate (Btu/kWh) ÷ 1000 | 热耗率来自GEM；其余运行参数继承参考Generators_data.csv的煤电设定
848 | GS | 2 | 甘肃 | Jiuquan | Guazhou | 甘肃电投常乐发电厂 | Guazhou Changle power station | Phase I Unit 3 | 煤电 | ultra-supercritical | 1000 | operating | 2023 | Gansu Power Investment Changle Power Generation Co Ltd [100%] | Gansu Provincial State-owned Assets Investment Group Co Ltd [66.0%]; China Resources Power Holdings Co Ltd [34.0%] | 40.6599 | 96.513 | L100000100318 | G100000102943 | https://www.gem.wiki/Guazhou_Changle_power_station | Global Coal Plant Tracker - January 2026 |  | GEM Heat rate (Btu/kWh) ÷ 1000 | 热耗率来自GEM；其余运行参数继承参考Generators_data.csv的煤电设定
849 | GS | 2 | 甘肃 | Jiuquan | Guazhou | 甘肃电投常乐发电厂 | Guazhou Changle power station | Phase I Unit 4 | 煤电 | ultra-supercritical | 1000 | operating | 2023 | Gansu Power Investment Changle Power Generation Co Ltd [100%] | Gansu Provincial State-owned Assets Investment Group Co Ltd [66.0%]; China Resources Power Holdings Co Ltd [34.0%] | 40.6599 | 96.513 | L100000100318 | G100000102944 | https://www.gem.wiki/Guazhou_Changle_power_station | Global Coal Plant Tracker - January 2026 |  | GEM Heat rate (Btu/kWh) ÷ 1000 | 热耗率来自GEM；其余运行参数继承参考Generators_data.csv的煤电设定
850 | GS | 2 | 甘肃 | Jiuquan | Guazhou | 甘肃电投常乐发电厂 | Guazhou Changle power station | Phase II Unit 5 | 煤电 | ultra-supercritical | 1000 | operating | 2025 | Gansu Power Investment Changle Power Generation Co Ltd [100%] | Gansu Provincial State-owned Assets Investment Group Co Ltd [66.0%]; China Resources Power Holdings Co Ltd [34.0%] | 40.6599 | 96.513 | L100000100318 | G100000115812 | https://www.gem.wiki/Guazhou_Changle_power_station | Global Coal Plant Tracker - January 2026 |  | GEM Heat rate (Btu/kWh) ÷ 1000 | 热耗率来自GEM；其余运行参数继承参考Generators_data.csv的煤电设定
851 | GS | 2 | 甘肃 | Jiuquan | Guazhou | 甘肃电投常乐发电厂 | Guazhou Changle power station | Phase II Unit 6 | 煤电 | ultra-supercritical | 1000 | operating | 2025 | Gansu Power Investment Changle Power Generation Co Ltd [100%] | Gansu Provincial State-owned Assets Investment Group Co Ltd [66.0%]; China Resources Power Holdings Co Ltd [34.0%] | 40.6599 | 96.513 | L100000100318 | G100000115813 | https://www.gem.wiki/Guazhou_Changle_power_station | Global Coal Plant Tracker - January 2026 |  | GEM Heat rate (Btu/kWh) ÷ 1000 | 热耗率来自GEM；其余运行参数继承参考Generators_data.csv的煤电设定
852 | GS | 2 | 甘肃 | Jiayuguan |  | 酒钢铝电自备电厂 | Jiayuguan Aluminum power station | Unit 1 | 煤电 | supercritical | 350 | operating | 2012 | Jiayuguan Hongsheng Electric Heat Co Ltd [100%] | Jiuquan Iron and Steel (Group) Co Ltd [68.4%]; Gansu Provincial State-owned Assets Investment Group Co Ltd [31.6%] | 39.8461 | 98.2113 | L100000100329 | G100000105161 | https://www.gem.wiki/Jiayuguan_Aluminum_power_station | Global Coal Plant Tracker - January 2026 | yes | GEM Heat rate (Btu/kWh) ÷ 1000 | 热耗率来自GEM；其余运行参数继承参考Generators_data.csv的煤电设定
853 | GS | 2 | 甘肃 | Jiayuguan |  | 酒钢铝电自备电厂 | Jiayuguan Aluminum power station | Unit 2 | 煤电 | supercritical | 350 | operating | 2013 | Jiayuguan Hongsheng Electric Heat Co Ltd [100%] | Jiuquan Iron and Steel (Group) Co Ltd [68.4%]; Gansu Provincial State-owned Assets Investment Group Co Ltd [31.6%] | 39.8461 | 98.2113 | L100000100329 | G100000105162 | https://www.gem.wiki/Jiayuguan_Aluminum_power_station | Global Coal Plant Tracker - January 2026 | yes | GEM Heat rate (Btu/kWh) ÷ 1000 | 热耗率来自GEM；其余运行参数继承参考Generators_data.csv的煤电设定
854 | GS | 2 | 甘肃 | Jiayuguan |  | 酒钢铝电自备电厂 | Jiayuguan Aluminum power station | Unit 3 | 煤电 | supercritical | 350 | operating | 2015 | Jiayuguan Hongsheng Electric Heat Co Ltd [100%] | Jiuquan Iron and Steel (Group) Co Ltd [68.4%]; Gansu Provincial State-owned Assets Investment Group Co Ltd [31.6%] | 39.8461 | 98.2113 | L100000100329 | G100000105163 | https://www.gem.wiki/Jiayuguan_Aluminum_power_station | Global Coal Plant Tracker - January 2026 | yes | GEM Heat rate (Btu/kWh) ÷ 1000 | 热耗率来自GEM；其余运行参数继承参考Generators_data.csv的煤电设定
855 | GS | 2 | 甘肃 | Jiayuguan |  | 酒钢铝电自备电厂 | Jiayuguan Aluminum power station | Unit 4 | 煤电 | supercritical | 350 | operating | 2015 | Jiayuguan Hongsheng Electric Heat Co Ltd [100%] | Jiuquan Iron and Steel (Group) Co Ltd [68.4%]; Gansu Provincial State-owned Assets Investment Group Co Ltd [31.6%] | 39.8461 | 98.2113 | L100000100329 | G100000105164 | https://www.gem.wiki/Jiayuguan_Aluminum_power_station | Global Coal Plant Tracker - January 2026 | yes | GEM Heat rate (Btu/kWh) ÷ 1000 | 热耗率来自GEM；其余运行参数继承参考Generators_data.csv的煤电设定
856 | GS | 2 | 甘肃 | Jinchang | Yongchang | 金昌热电厂 | Jinchang power station | Unit 10 | 煤电 | subcritical | 330 | operating | 2013 | Gansu Power Investment Jinchang Power Generation Co Ltd [100%] | Gansu Provincial State-owned Assets Investment Group Co Ltd [100.0%] | 38.501 | 102.2698 | L100000105020 | G100000102995 | https://www.gem.wiki/Jinchang_power_station | Global Coal Plant Tracker - January 2026 | yes | GEM Heat rate (Btu/kWh) ÷ 1000 | 热耗率来自GEM；其余运行参数继承参考Generators_data.csv的煤电设定
857 | GS | 2 | 甘肃 | Jinchang | Yongchang | 金昌热电厂 | Jinchang power station | Unit 11 | 煤电 | subcritical | 330 | operating | 2014 | Gansu Power Investment Jinchang Power Generation Co Ltd [100%] | Gansu Provincial State-owned Assets Investment Group Co Ltd [100.0%] | 38.501 | 102.2698 | L100000105020 | G100000102996 | https://www.gem.wiki/Jinchang_power_station | Global Coal Plant Tracker - January 2026 | yes | GEM Heat rate (Btu/kWh) ÷ 1000 | 热耗率来自GEM；其余运行参数继承参考Generators_data.csv的煤电设定
858 | GS | 2 | 甘肃 | Jinchang | Jinchuan | 金川集团热电厂 | Jinchuan Works power station | Unit 1 | 煤电 | subcritical | 150 | operating | 2008 | Jinchuan Group Thermal Power Co Ltd [100%] | Gansu Provincial State-owned Assets Investment Group Co Ltd [48.0%]; unknown [26.9%]; China Development Bank Corp [13.5%]; Jinchuan Group Co Ltd [11.6%] | 38.4906 | 102.1679 | L100000100330 | G100000105192 | https://www.gem.wiki/Jinchuan_Works_power_station | Global Coal Plant Tracker - January 2026 | yes | GEM Heat rate (Btu/kWh) ÷ 1000 | 热耗率来自GEM；其余运行参数继承参考Generators_data.csv的煤电设定
859 | GS | 2 | 甘肃 | Jinchang | Jinchuan | 金川集团热电厂 | Jinchuan Works power station | Unit 2 | 煤电 | subcritical | 150 | operating | 2008 | Jinchuan Group Thermal Power Co Ltd [100%] | Gansu Provincial State-owned Assets Investment Group Co Ltd [48.0%]; unknown [26.9%]; China Development Bank Corp [13.5%]; Jinchuan Group Co Ltd [11.6%] | 38.4906 | 102.1679 | L100000100330 | G100000105193 | https://www.gem.wiki/Jinchuan_Works_power_station | Global Coal Plant Tracker - January 2026 | yes | GEM Heat rate (Btu/kWh) ÷ 1000 | 热耗率来自GEM；其余运行参数继承参考Generators_data.csv的煤电设定
860 | GS | 2 | 甘肃 | Baiyin | Jingtai | 华能景泰热电厂 | Jingtai power station | Phase I Unit 1 | 煤电 | supercritical | 660 | operating | 2009 | Huaneng Jingtai Thermal Power Co Ltd [100%] | China Huaneng Group Co Ltd [100.0%] | 37.2328 | 104.169 | L100000100312 | G100000102093 | https://www.gem.wiki/Jingtai_power_station | Global Coal Plant Tracker - January 2026 | yes | GEM Heat rate (Btu/kWh) ÷ 1000 | 热耗率来自GEM；其余运行参数继承参考Generators_data.csv的煤电设定
861 | GS | 2 | 甘肃 | Baiyin | Jingtai | 华能景泰热电厂 | Jingtai power station | Phase I Unit 2 | 煤电 | supercritical | 660 | operating | 2009 | Huaneng Jingtai Thermal Power Co Ltd [100%] | China Huaneng Group Co Ltd [100.0%] | 37.2328 | 104.169 | L100000100312 | G100000102094 | https://www.gem.wiki/Jingtai_power_station | Global Coal Plant Tracker - January 2026 | yes | GEM Heat rate (Btu/kWh) ÷ 1000 | 热耗率来自GEM；其余运行参数继承参考Generators_data.csv的煤电设定
862 | GS | 2 | 甘肃 | Baiyin | Pingchuan District | 华能靖远热电厂 | Jingyuan power station | Unit 3 | 煤电 | subcritical | 220 | operating | 1989 | Guodian Jingyuan Power Generation Co Ltd [100%] | China Huaneng Group Co Ltd [94.7%]; Gansu Provincial State-owned Assets Investment Group Co Ltd [5.3%] | 36.7294 | 104.7627 | L100000100321 | G100000105236 | https://www.gem.wiki/Jingyuan_power_station | Global Coal Plant Tracker - January 2026 | yes | GEM Heat rate (Btu/kWh) ÷ 1000 | 热耗率来自GEM；其余运行参数继承参考Generators_data.csv的煤电设定
863 | GS | 2 | 甘肃 | Baiyin | Pingchuan District | 华能靖远热电厂 | Jingyuan power station | Unit 4 | 煤电 | subcritical | 220 | operating | 1990 | Guodian Jingyuan Power Generation Co Ltd [100%] | China Huaneng Group Co Ltd [94.7%]; Gansu Provincial State-owned Assets Investment Group Co Ltd [5.3%] | 36.7294 | 104.7627 | L100000100321 | G100000105237 | https://www.gem.wiki/Jingyuan_power_station | Global Coal Plant Tracker - January 2026 | yes | GEM Heat rate (Btu/kWh) ÷ 1000 | 热耗率来自GEM；其余运行参数继承参考Generators_data.csv的煤电设定
864 | GS | 2 | 甘肃 | Baiyin | Pingchuan District | 华能靖远热电厂 | Jingyuan power station | Unit 5 | 煤电 | subcritical | 220 | operating | 1991 | Guodian Jingyuan Power Generation Co Ltd [100%] | China Huaneng Group Co Ltd [94.7%]; Gansu Provincial State-owned Assets Investment Group Co Ltd [5.3%] | 36.7294 | 104.7627 | L100000100321 | G100000105238 | https://www.gem.wiki/Jingyuan_power_station | Global Coal Plant Tracker - January 2026 | yes | GEM Heat rate (Btu/kWh) ÷ 1000 | 热耗率来自GEM；其余运行参数继承参考Generators_data.csv的煤电设定
865 | GS | 2 | 甘肃 | Baiyin | Pingchuan District | 华能靖远热电厂 | Jingyuan power station | Unit 6 | 煤电 | subcritical | 220 | operating | 1992 | Guodian Jingyuan Power Generation Co Ltd [100%] | China Huaneng Group Co Ltd [94.7%]; Gansu Provincial State-owned Assets Investment Group Co Ltd [5.3%] | 36.7294 | 104.7627 | L100000100321 | G100000105239 | https://www.gem.wiki/Jingyuan_power_station | Global Coal Plant Tracker - January 2026 | yes | GEM Heat rate (Btu/kWh) ÷ 1000 | 热耗率来自GEM；其余运行参数继承参考Generators_data.csv的煤电设定
866 | GS | 2 | 甘肃 | Baiyin | Pingchuan District | 中煤靖远第二发电厂 | Jingyuan-2 power station | Unit 5 | 煤电 | subcritical | 320 | operating | 1996 | Jingyuan Second Power Generation Co Ltd [100%] | China National Coal Group [100.0%] | 36.7308 | 104.7593 | L100000100331 | G100000105240 | https://www.gem.wiki/Jingyuan-2_power_station | Global Coal Plant Tracker - January 2026 | yes | GEM Heat rate (Btu/kWh) ÷ 1000 | 热耗率来自GEM；其余运行参数继承参考Generators_data.csv的煤电设定
867 | GS | 2 | 甘肃 | Baiyin | Pingchuan District | 中煤靖远第二发电厂 | Jingyuan-2 power station | Unit 6 | 煤电 | subcritical | 320 | operating | 1997 | Jingyuan Second Power Generation Co Ltd [100%] | China National Coal Group [100.0%] | 36.7308 | 104.7593 | L100000100331 | G100000105241 | https://www.gem.wiki/Jingyuan-2_power_station | Global Coal Plant Tracker - January 2026 | yes | GEM Heat rate (Btu/kWh) ÷ 1000 | 热耗率来自GEM；其余运行参数继承参考Generators_data.csv的煤电设定
868 | GS | 2 | 甘肃 | Baiyin | Pingchuan District | 中煤靖远第二发电厂 | Jingyuan-2 power station | Unit 7 | 煤电 | subcritical | 300 | operating | 2006 | Jingyuan Second Power Generation Co Ltd [100%] | China National Coal Group [100.0%] | 36.7308 | 104.7593 | L100000100331 | G100000105242 | https://www.gem.wiki/Jingyuan-2_power_station | Global Coal Plant Tracker - January 2026 | yes | GEM Heat rate (Btu/kWh) ÷ 1000 | 热耗率来自GEM；其余运行参数继承参考Generators_data.csv的煤电设定
869 | GS | 2 | 甘肃 | Baiyin | Pingchuan District | 中煤靖远第二发电厂 | Jingyuan-2 power station | Unit 8 | 煤电 | subcritical | 300 | operating | 2007 | Jingyuan Second Power Generation Co Ltd [100%] | China National Coal Group [100.0%] | 36.7308 | 104.7593 | L100000100331 | G100000105243 | https://www.gem.wiki/Jingyuan-2_power_station | Global Coal Plant Tracker - January 2026 | yes | GEM Heat rate (Btu/kWh) ÷ 1000 | 热耗率来自GEM；其余运行参数继承参考Generators_data.csv的煤电设定
870 | GS | 2 | 甘肃 | Jiayuguan |  | 酒钢嘉峪关宏晟热电 | Jisco-1 power station | Unit 10 | 煤电 | subcritical | 300 | operating | 2007 | Jiayuguan Hongsheng Electric Heat Co Ltd [100%] | Jiuquan Iron and Steel (Group) Co Ltd [68.4%]; Gansu Provincial State-owned Assets Investment Group Co Ltd [31.6%] | 39.795 | 98.3073 | L100000100332 | G100000105291 | https://www.gem.wiki/Jisco-1_power_station | Global Coal Plant Tracker - January 2026 | yes | GEM Heat rate (Btu/kWh) ÷ 1000 | 热耗率来自GEM；其余运行参数继承参考Generators_data.csv的煤电设定
871 | GS | 2 | 甘肃 | Jiayuguan |  | 酒钢嘉峪关宏晟热电 | Jisco-1 power station | Unit 7 | 煤电 | subcritical | 125 | operating | 2003 | Jiayuguan Hongsheng Electric Heat Co Ltd [100%] | Jiuquan Iron and Steel (Group) Co Ltd [68.4%]; Gansu Provincial State-owned Assets Investment Group Co Ltd [31.6%] | 39.7938 | 98.3089 | L100000100332 | G100000105297 | https://www.gem.wiki/Jisco-1_power_station | Global Coal Plant Tracker - January 2026 | yes | GEM Heat rate (Btu/kWh) ÷ 1000 | 热耗率来自GEM；其余运行参数继承参考Generators_data.csv的煤电设定
872 | GS | 2 | 甘肃 | Jiayuguan |  | 酒钢嘉峪关宏晟热电 | Jisco-1 power station | Unit 8 | 煤电 | subcritical | 125 | operating | 2003 | Jiayuguan Hongsheng Electric Heat Co Ltd [100%] | Jiuquan Iron and Steel (Group) Co Ltd [68.4%]; Gansu Provincial State-owned Assets Investment Group Co Ltd [31.6%] | 39.7938 | 98.3089 | L100000100332 | G100000105298 | https://www.gem.wiki/Jisco-1_power_station | Global Coal Plant Tracker - January 2026 | yes | GEM Heat rate (Btu/kWh) ÷ 1000 | 热耗率来自GEM；其余运行参数继承参考Generators_data.csv的煤电设定
873 | GS | 2 | 甘肃 | Jiayuguan |  | 酒钢嘉峪关宏晟热电 | Jisco-1 power station | Unit 9 | 煤电 | subcritical | 300 | operating | 2007 | Jiayuguan Hongsheng Electric Heat Co Ltd [100%] | Jiuquan Iron and Steel (Group) Co Ltd [68.4%]; Gansu Provincial State-owned Assets Investment Group Co Ltd [31.6%] | 39.7938 | 98.3089 | L100000100332 | G100000105299 | https://www.gem.wiki/Jisco-1_power_station | Global Coal Plant Tracker - January 2026 | yes | GEM Heat rate (Btu/kWh) ÷ 1000 | 热耗率来自GEM；其余运行参数继承参考Generators_data.csv的煤电设定
874 | GS | 2 | 甘肃 | Jiayuguan |  | 酒钢嘉峪关宏晟热电 | Jisco-2 power station | Unit 1 | 煤电 | supercritical | 350 | operating | 2012 | Jiayuguan Hongsheng Electric Heat Co Ltd [100%] | Jiuquan Iron and Steel (Group) Co Ltd [68.4%]; Gansu Provincial State-owned Assets Investment Group Co Ltd [31.6%] | 39.7941 | 98.306 | L100000100333 | G100000105300 | https://www.gem.wiki/Jisco-2_power_station | Global Coal Plant Tracker - January 2026 | yes | GEM Heat rate (Btu/kWh) ÷ 1000 | 热耗率来自GEM；其余运行参数继承参考Generators_data.csv的煤电设定
875 | GS | 2 | 甘肃 | Jiayuguan |  | 酒钢嘉峪关宏晟热电 | Jisco-2 power station | Unit 2 | 煤电 | supercritical | 350 | operating | 2013 | Jiayuguan Hongsheng Electric Heat Co Ltd [100%] | Jiuquan Iron and Steel (Group) Co Ltd [68.4%]; Gansu Provincial State-owned Assets Investment Group Co Ltd [31.6%] | 39.7941 | 98.306 | L100000100333 | G100000105301 | https://www.gem.wiki/Jisco-2_power_station | Global Coal Plant Tracker - January 2026 | yes | GEM Heat rate (Btu/kWh) ÷ 1000 | 热耗率来自GEM；其余运行参数继承参考Generators_data.csv的煤电设定
876 | GS | 2 | 甘肃 | Jiuquan |  | 华能酒泉热电 | Jiuquan power station | Phase I Unit 1 | 煤电 | subcritical | 330 | operating | 2011 | Gd Power Jiuquan Power Generation Co Ltd [100%] | China Huaneng Group Co Ltd [100.0%] | 39.6797 | 98.5065 | L100000100322 | G100000103342 | https://www.gem.wiki/Jiuquan_power_station | Global Coal Plant Tracker - January 2026 | yes | GEM Heat rate (Btu/kWh) ÷ 1000 | 热耗率来自GEM；其余运行参数继承参考Generators_data.csv的煤电设定
877 | GS | 2 | 甘肃 | Jiuquan |  | 华能酒泉热电 | Jiuquan power station | Phase I Unit 2 | 煤电 | subcritical | 330 | operating | 2011 | Gd Power Jiuquan Power Generation Co Ltd [100%] | China Huaneng Group Co Ltd [100.0%] | 39.6797 | 98.5065 | L100000100322 | G100000103343 | https://www.gem.wiki/Jiuquan_power_station | Global Coal Plant Tracker - January 2026 | yes | GEM Heat rate (Btu/kWh) ÷ 1000 | 热耗率来自GEM；其余运行参数继承参考Generators_data.csv的煤电设定
878 | GS | 2 | 甘肃 | Lanzhou | Xigu | 华能兰州范坪热电厂 | Lanzhou Fanping power station | Unit 1 | 煤电 | subcritical | 330 | operating | 2011 | Huaneng Lanzhou Fanping Thermal Power Co Ltd [100%] | China Huaneng Group Co Ltd [100.0%] | 36.0758 | 103.6774 | L100000104407 | G100000106164 | https://www.gem.wiki/Lanzhou_Fanping_power_station | Global Coal Plant Tracker - January 2026 | yes | GEM Heat rate (Btu/kWh) ÷ 1000 | 热耗率来自GEM；其余运行参数继承参考Generators_data.csv的煤电设定
879 | GS | 2 | 甘肃 | Lanzhou | Xigu | 华能兰州范坪热电厂 | Lanzhou Fanping power station | Unit 2 | 煤电 | subcritical | 330 | operating | 2011 | Huaneng Lanzhou Fanping Thermal Power Co Ltd [100%] | China Huaneng Group Co Ltd [100.0%] | 36.0758 | 103.6774 | L100000104407 | G100000106165 | https://www.gem.wiki/Lanzhou_Fanping_power_station | Global Coal Plant Tracker - January 2026 | yes | GEM Heat rate (Btu/kWh) ÷ 1000 | 热耗率来自GEM；其余运行参数继承参考Generators_data.csv的煤电设定
880 | GS | 2 | 甘肃 | Lanzhou | Honggu | 中铝兰州铝业自备电厂 | Lanzhou Lanlü power station | Unit 1 | 煤电 | subcritical | 300 | operating | 2008 | Lanzhou Aluminum Co Ltd [100%] | Aluminum Corporation of China Ltd [100.0%] | 36.1564 | 103.3317 | L100000100336 | G100000106161 | https://www.gem.wiki/Lanzhou_Lanl%C3%BC_power_station | Global Coal Plant Tracker - January 2026 |  | GEM Heat rate (Btu/kWh) ÷ 1000 | 热耗率来自GEM；其余运行参数继承参考Generators_data.csv的煤电设定
881 | GS | 2 | 甘肃 | Lanzhou | Honggu | 中铝兰州铝业自备电厂 | Lanzhou Lanlü power station | Unit 2 | 煤电 | subcritical | 300 | operating | 2008 | Lanzhou Aluminum Co Ltd [100%] | Aluminum Corporation of China Ltd [100.0%] | 36.1564 | 103.3317 | L100000100336 | G100000106162 | https://www.gem.wiki/Lanzhou_Lanl%C3%BC_power_station | Global Coal Plant Tracker - January 2026 |  | GEM Heat rate (Btu/kWh) ÷ 1000 | 热耗率来自GEM；其余运行参数继承参考Generators_data.csv的煤电设定
882 | GS | 2 | 甘肃 | Lanzhou | Honggu | 中铝兰州铝业自备电厂 | Lanzhou Lanlü power station | Unit 3 | 煤电 | subcritical | 300 | operating | 2008 | Lanzhou Aluminum Co Ltd [100%] | Aluminum Corporation of China Ltd [100.0%] | 36.1564 | 103.3317 | L100000100336 | G100000106163 | https://www.gem.wiki/Lanzhou_Lanl%C3%BC_power_station | Global Coal Plant Tracker - January 2026 |  | GEM Heat rate (Btu/kWh) ÷ 1000 | 热耗率来自GEM；其余运行参数继承参考Generators_data.csv的煤电设定
883 | GS | 2 | 甘肃 | Lanzhou | Yongdeng | 华能连城发电厂 | Liancheng-2 power station | Unit 1 | 煤电 | subcritical | 300 | operating | 2004 | Gansu Datang International Liancheng Power Generation Co Ltd [100%] | China Huaneng Group Co Ltd [92.5%]; unknown [7.5%] | 36.5194 | 102.8674 | L100000100314 | G100000102105 | https://www.gem.wiki/Liancheng-2_power_station | Global Coal Plant Tracker - January 2026 |  | GEM Heat rate (Btu/kWh) ÷ 1000 | 热耗率来自GEM；其余运行参数继承参考Generators_data.csv的煤电设定
884 | GS | 2 | 甘肃 | Lanzhou | Yongdeng | 华能连城发电厂 | Liancheng-2 power station | Unit 2 | 煤电 | subcritical | 300 | operating | 2005 | Gansu Datang International Liancheng Power Generation Co Ltd [100%] | China Huaneng Group Co Ltd [92.5%]; unknown [7.5%] | 36.5194 | 102.8674 | L100000100314 | G100000102106 | https://www.gem.wiki/Liancheng-2_power_station | Global Coal Plant Tracker - January 2026 |  | GEM Heat rate (Btu/kWh) ÷ 1000 | 热耗率来自GEM；其余运行参数继承参考Generators_data.csv的煤电设定
885 | GS | 2 | 甘肃 | Pingliang | Lingtai | 山东能源灵台煤电一体化电厂 | Lingtai power station | Unit 1 | 煤电 | ultra-supercritical | 1000 | operating | 2025 | Shandong Energy Group Lingtai Thermal Power Co Ltd [100%] | Shandong Energy Group Co Ltd [65.7%]; Shandong Guohui Investment Co Ltd [18.8%]; Shandong Caixin Asset Operation Co Ltd [9.4%]; Yanzhou Coal Mining Co Ltd | 35.0858 | 107.7153 | L100000100339 | G100000106309 | https://www.gem.wiki/Lingtai_power_station | Global Coal Plant Tracker - January 2026 |  | GEM Heat rate (Btu/kWh) ÷ 1000 | 热耗率来自GEM；其余运行参数继承参考Generators_data.csv的煤电设定
886 | GS | 2 | 甘肃 | Pingliang | Lingtai | 山东能源灵台煤电一体化电厂 | Lingtai power station | Unit 2 | 煤电 | ultra-supercritical | 1000 | operating | 2025 | Shandong Energy Group Lingtai Thermal Power Co Ltd [100%] | Shandong Energy Group Co Ltd [65.7%]; Shandong Guohui Investment Co Ltd [18.8%]; Shandong Caixin Asset Operation Co Ltd [9.4%]; Yanzhou Coal Mining Co Ltd | 35.0858 | 107.7153 | L100000100339 | G100000106310 | https://www.gem.wiki/Lingtai_power_station | Global Coal Plant Tracker - January 2026 |  | GEM Heat rate (Btu/kWh) ÷ 1000 | 热耗率来自GEM；其余运行参数继承参考Generators_data.csv的煤电设定
887 | GS | 2 | 甘肃 | Pingliang | Kongtong | 华能平凉电厂 | Pingliang power station | Phase I Unit 1 | 煤电 | subcritical | 330 | operating | 2000 | Huaneng Pingliang Power Generation Co Ltd [100%] | Huaneng Power International Inc [65.0%]; Gansu Provincial State-owned Assets Investment Group Co Ltd [35.0%] | 35.5017 | 106.7861 | L100000100326 | G100000104476 | https://www.gem.wiki/Pingliang_power_station | Global Coal Plant Tracker - January 2026 | yes | GEM Heat rate (Btu/kWh) ÷ 1000 | 热耗率来自GEM；其余运行参数继承参考Generators_data.csv的煤电设定
888 | GS | 2 | 甘肃 | Pingliang | Kongtong | 华能平凉电厂 | Pingliang power station | Phase I Unit 2 | 煤电 | subcritical | 330 | operating | 2001 | Huaneng Pingliang Power Generation Co Ltd [100%] | Huaneng Power International Inc [65.0%]; Gansu Provincial State-owned Assets Investment Group Co Ltd [35.0%] | 35.5017 | 106.7861 | L100000100326 | G100000104477 | https://www.gem.wiki/Pingliang_power_station | Global Coal Plant Tracker - January 2026 | yes | GEM Heat rate (Btu/kWh) ÷ 1000 | 热耗率来自GEM；其余运行参数继承参考Generators_data.csv的煤电设定
889 | GS | 2 | 甘肃 | Pingliang | Kongtong | 华能平凉电厂 | Pingliang power station | Phase I Unit 3 | 煤电 | subcritical | 330 | operating | 2003 | Huaneng Pingliang Power Generation Co Ltd [100%] | Huaneng Power International Inc [65.0%]; Gansu Provincial State-owned Assets Investment Group Co Ltd [35.0%] | 35.5017 | 106.7861 | L100000100326 | G100000104478 | https://www.gem.wiki/Pingliang_power_station | Global Coal Plant Tracker - January 2026 | yes | GEM Heat rate (Btu/kWh) ÷ 1000 | 热耗率来自GEM；其余运行参数继承参考Generators_data.csv的煤电设定
890 | GS | 2 | 甘肃 | Pingliang | Kongtong | 华能平凉电厂 | Pingliang power station | Phase I Unit 4 | 煤电 | subcritical | 330 | operating | 2003 | Huaneng Pingliang Power Generation Co Ltd [100%] | Huaneng Power International Inc [65.0%]; Gansu Provincial State-owned Assets Investment Group Co Ltd [35.0%] | 35.5017 | 106.7861 | L100000100326 | G100000104479 | https://www.gem.wiki/Pingliang_power_station | Global Coal Plant Tracker - January 2026 | yes | GEM Heat rate (Btu/kWh) ÷ 1000 | 热耗率来自GEM；其余运行参数继承参考Generators_data.csv的煤电设定
891 | GS | 2 | 甘肃 | Pingliang | Kongtong | 华能平凉电厂 | Pingliang power station | Phase II Unit 5 | 煤电 | supercritical | 600 | operating | 2010 | Huaneng Pingliang Power Generation Co Ltd [100%] | Huaneng Power International Inc [65.0%]; Gansu Provincial State-owned Assets Investment Group Co Ltd [35.0%] | 35.5017 | 106.7861 | L100000100326 | G100000104474 | https://www.gem.wiki/Pingliang_power_station | Global Coal Plant Tracker - January 2026 | yes | GEM Heat rate (Btu/kWh) ÷ 1000 | 热耗率来自GEM；其余运行参数继承参考Generators_data.csv的煤电设定
892 | GS | 2 | 甘肃 | Pingliang | Kongtong | 华能平凉电厂 | Pingliang power station | Phase II Unit 6 | 煤电 | supercritical | 600 | operating | 2010 | Huaneng Pingliang Power Generation Co Ltd [100%] | Huaneng Power International Inc [65.0%]; Gansu Provincial State-owned Assets Investment Group Co Ltd [35.0%] | 35.5017 | 106.7861 | L100000100326 | G100000104475 | https://www.gem.wiki/Pingliang_power_station | Global Coal Plant Tracker - January 2026 | yes | GEM Heat rate (Btu/kWh) ÷ 1000 | 热耗率来自GEM；其余运行参数继承参考Generators_data.csv的煤电设定
893 | GS | 2 | 甘肃 | Wuwei | Liangzhou District | 甘肃电投武威热电 | Wuwei cogen power station | Unit 1 | 煤电 | supercritical | 350 | operating | 2017 | Gansu Power Investment Wuwei Thermal Power Co Ltd [100%] | Gansu Provincial State-owned Assets Investment Group Co Ltd [51.0%]; natural person(s) [30.0%]; Gansu Investment Mixed Reform Fund LP [19.0%] | 37.9011 | 102.6859 | L100000100343 | G100000111039 | https://www.gem.wiki/Wuwei_cogen_power_station | Global Coal Plant Tracker - January 2026 | yes | GEM Heat rate (Btu/kWh) ÷ 1000 | 热耗率来自GEM；其余运行参数继承参考Generators_data.csv的煤电设定
894 | GS | 2 | 甘肃 | Wuwei | Liangzhou District | 甘肃电投武威热电 | Wuwei cogen power station | Unit 2 | 煤电 | supercritical | 350 | operating | 2017 | Gansu Power Investment Wuwei Thermal Power Co Ltd [100%] | Gansu Provincial State-owned Assets Investment Group Co Ltd [51.0%]; natural person(s) [30.0%]; Gansu Investment Mixed Reform Fund LP [19.0%] | 37.9011 | 102.6859 | L100000100343 | G100000111040 | https://www.gem.wiki/Wuwei_cogen_power_station | Global Coal Plant Tracker - January 2026 | yes | GEM Heat rate (Btu/kWh) ÷ 1000 | 热耗率来自GEM；其余运行参数继承参考Generators_data.csv的煤电设定
895 | GS | 2 | 甘肃 | Lanzhou | Yuzhong | 华能榆中热电厂 | Yuzhong cogen power station | Relocation Unit 1 | 煤电 | supercritical | 350 | operating | 2019 | Huaneng Lanzhou Thermal Power Co Ltd [100%] | China Huaneng Group Co Ltd [62.0%]; Gansu Provincial State-owned Assets Investment Group Co Ltd [38.0%] | 36.0176 | 104.0668 | L100000105004 | G100000103435 | https://www.gem.wiki/Yuzhong_cogen_power_station | Global Coal Plant Tracker - January 2026 | yes | GEM Heat rate (Btu/kWh) ÷ 1000 | 热耗率来自GEM；其余运行参数继承参考Generators_data.csv的煤电设定
896 | GS | 2 | 甘肃 | Lanzhou | Yuzhong | 华能榆中热电厂 | Yuzhong cogen power station | Relocation Unit 2 | 煤电 | supercritical | 350 | operating | 2019 | Huaneng Lanzhou Thermal Power Co Ltd [100%] | China Huaneng Group Co Ltd [62.0%]; Gansu Provincial State-owned Assets Investment Group Co Ltd [38.0%] | 36.0176 | 104.0668 | L100000105004 | G100000103436 | https://www.gem.wiki/Yuzhong_cogen_power_station | Global Coal Plant Tracker - January 2026 | yes | GEM Heat rate (Btu/kWh) ÷ 1000 | 热耗率来自GEM；其余运行参数继承参考Generators_data.csv的煤电设定
897 | GS | 2 | 甘肃 | Zhangye | Ganzhou | 甘肃电投张掖发电厂 | Zhangye power station | Phase I Unit 1 | 煤电 | subcritical | 325 | operating | 2005 | Gansu Diantou Zhangye Power Generation Co Ltd [100%] | Gansu Provincial State-owned Assets Investment Group Co Ltd [42.8%]; China National Coal Group [35.0%]; Gansu Investment Mixed Reform Fund LP [21.7%]; unknown [0.6%] | 39.0712 | 100.4629 | L100000100320 | G100000103001 | https://www.gem.wiki/Zhangye_power_station | Global Coal Plant Tracker - January 2026 | yes | GEM Heat rate (Btu/kWh) ÷ 1000 | 热耗率来自GEM；其余运行参数继承参考Generators_data.csv的煤电设定
898 | GS | 2 | 甘肃 | Zhangye | Ganzhou | 甘肃电投张掖发电厂 | Zhangye power station | Phase I Unit 2 | 煤电 | subcritical | 325 | operating | 2006 | Gansu Diantou Zhangye Power Generation Co Ltd [100%] | Gansu Provincial State-owned Assets Investment Group Co Ltd [42.8%]; China National Coal Group [35.0%]; Gansu Investment Mixed Reform Fund LP [21.7%]; unknown [0.6%] | 39.0712 | 100.4629 | L100000100320 | G100000103002 | https://www.gem.wiki/Zhangye_power_station | Global Coal Plant Tracker - January 2026 | yes | GEM Heat rate (Btu/kWh) ÷ 1000 | 热耗率来自GEM；其余运行参数继承参考Generators_data.csv的煤电设定
899 | GS | 2 | 甘肃 | Zhangye | Ganzhou | 甘肃电投张掖发电厂 | Zhangye power station | Phase II Unit 3 | 煤电 | ultra-supercritical | 1000 | operating | 2025 | Gansu Diantou Zhangye Power Generation Co Ltd [100%] | Gansu Provincial State-owned Assets Investment Group Co Ltd [42.8%]; China National Coal Group [35.0%]; Gansu Investment Mixed Reform Fund LP [21.7%]; unknown [0.6%] | 39.0712 | 100.4629 | L100000100320 | G100000103003 | https://www.gem.wiki/Zhangye_power_station | Global Coal Plant Tracker - January 2026 |  | GEM Heat rate (Btu/kWh) ÷ 1000 | 热耗率来自GEM；其余运行参数继承参考Generators_data.csv的煤电设定
900 | GS | 2 | 甘肃 | Zhangye | Ganzhou | 甘肃电投张掖发电厂 | Zhangye power station | Phase II Unit 4 | 煤电 | ultra-supercritical | 1000 | operating | 2025 | Gansu Diantou Zhangye Power Generation Co Ltd [100%] | Gansu Provincial State-owned Assets Investment Group Co Ltd [42.8%]; China National Coal Group [35.0%]; Gansu Investment Mixed Reform Fund LP [21.7%]; unknown [0.6%] | 39.0712 | 100.4629 | L100000100320 | G100000103004 | https://www.gem.wiki/Zhangye_power_station | Global Coal Plant Tracker - January 2026 |  | GEM Heat rate (Btu/kWh) ÷ 1000 | 热耗率来自GEM；其余运行参数继承参考Generators_data.csv的煤电设定
901 | GS | 2 | 甘肃 | Jiuquan | Suzhou District | 亚洲新能源太阳能发电公司酒泉肃州东洞滩并网光伏9MWp发电工程 | Asia New Energy Solar Power Jiuquan Suzhou Dongdongtan solar project | -- | 光伏 | PV | 9 | operating | 2013 |  |  | 39.5785 | 98.8123 | L100001010750 | G100001012122 | https://www.gem.wiki/Asia_New_Energy_Solar_Power_Jiuquan_Suzhou_Dongdongtan_solar_project | Global Solar Power Tracker - February 2026 |  | 不适用 | 运行参数继承参考Generators_data.csv的风电/光伏设定
902 | GS | 2 | 甘肃 |  |  |  | Beibutan A solar project | -- | 光伏 | Assumed PV | 9 | operating | 2013 |  |  | 38.7510 | 100.7960 | L100000827862 | G100000831436 | https://www.gem.wiki/Beibutan_A_solar_project | Global Solar Power Tracker - February 2026 |  | 不适用 | 运行参数继承参考Generators_data.csv的风电/光伏设定
903 | GS | 2 | 甘肃 |  |  |  | Beibutan B solar project | -- | 光伏 | Assumed PV | 12 | operating | 2014 |  |  | 38.7350 | 100.7990 | L100000827863 | G100000831437 | https://www.gem.wiki/Beibutan_B_solar_project | Global Solar Power Tracker - February 2026 |  | 不适用 | 运行参数继承参考Generators_data.csv的风电/光伏设定
904 | GS | 2 | 甘肃 | Wuwei | Liangzhou District | 中节能武威凉州并网光伏10MWp发电工程 | CECEP Wuwei Liangzhou solar project | -- | 光伏 | PV | 10 | operating | 2011 |  |  | 37.9045 | 102.7768 | L100001010929 | G100001012301 | https://www.gem.wiki/CECEP_Wuwei_Liangzhou_solar_project | Global Solar Power Tracker - February 2026 |  | 不适用 | 运行参数继承参考Generators_data.csv的风电/光伏设定
905 | GS | 2 | 甘肃 | Jiuquan | Aksay | 正泰光伏发电公司酒泉阿克塞并网光伏10MWp发电工程 | Chint Jiuquan Aksai solar project | -- | 光伏 | PV | 10 | operating | 2013 |  |  | 39.1449 | 94.3557 | L100001011190 | G100001012562 | https://www.gem.wiki/Chint_Jiuquan_Aksai_solar_project | Global Solar Power Tracker - February 2026 |  | 不适用 | 运行参数继承参考Generators_data.csv的风电/光伏设定
906 | GS | 2 | 甘肃 | Wuwei | Liangzhou District | 协合太阳能发电公司武威凉州并网光伏9MWp发电工程 | Concord Solar Power Wuwei Liangzhou solar project | -- | 光伏 | PV | 9 | operating | 2012 |  |  | 37.9045 | 102.7768 | L100001011250 | G100001012623 | https://www.gem.wiki/Concord_Solar_Power_Wuwei_Liangzhou_solar_project | Global Solar Power Tracker - February 2026 |  | 不适用 | 运行参数继承参考Generators_data.csv的风电/光伏设定
907 | GS | 2 | 甘肃 | Baiyin | Jingtai | 中电投（黄河上游水电公司）白银景泰并网光伏10MWp发电工程 | CPI Baiyin Jingtai solar project | -- | 光伏 | PV | 10 | operating | 2011 |  |  | 37.1057 | 104.0552 | L100001011262 | G100001012635 | https://www.gem.wiki/CPI_Baiyin_Jingtai_solar_project | Global Solar Power Tracker - February 2026 |  | 不适用 | 运行参数继承参考Generators_data.csv的风电/光伏设定
908 | GS | 2 | 甘肃 |  |  |  | DDN M solar project | -- | 光伏 | Assumed PV | 15 | operating | 2018 |  |  | 39.6301 | 98.5450 | L100000827864 | G100000831438 | https://www.gem.wiki/DDN_M_solar_project | Global Solar Power Tracker - February 2026 |  | 不适用 | 运行参数继承参考Generators_data.csv的风电/光伏设定
909 | GS | 2 | 甘肃 |  |  |  | DDS H solar project | -- | 光伏 | Assumed PV | 10 | operating | 2017 |  |  | 39.5550 | 98.5280 | L100000827865 | G100000831439 | https://www.gem.wiki/DDS_H_solar_project | Global Solar Power Tracker - February 2026 |  | 不适用 | 运行参数继承参考Generators_data.csv的风电/光伏设定
910 | GS | 2 | 甘肃 | Jiuquan | Dunhuang City | 迪盛太阳能发电公司酒泉敦煌并网光伏二期9MWp发电工程 | Disheng Solar Power I solar project | -- | 光伏 | PV | 9 | operating | 2012 |  |  | 40.1411 | 94.6608 | L100001011403 | G100001012776 | https://www.gem.wiki/Disheng_Solar_Power_I_solar_project | Global Solar Power Tracker - February 2026 |  | 不适用 | 运行参数继承参考Generators_data.csv的风电/光伏设定
911 | GS | 2 | 甘肃 | Jiuquan | Dunhuang City | 迪盛太阳能发电公司酒泉敦煌并网光伏9MWp发电工程 | Disheng Solar Power II solar project | -- | 光伏 | PV | 9 | operating | 2012 |  |  | 40.1411 | 94.6608 | L100001011404 | G100001012777 | https://www.gem.wiki/Disheng_Solar_Power_II_solar_project | Global Solar Power Tracker - February 2026 |  | 不适用 | 运行参数继承参考Generators_data.csv的风电/光伏设定
912 | GS | 2 | 甘肃 | Jiuquan | Suzhou District | 东方电气光伏发电公司酒泉职业技术学院并网光伏2.1MWp发电工程 | Dongfang Electric Jiuquan Vocational and Technical College solar project | -- | 光伏 | PV | 2.1 | operating | 2011 |  |  | 39.5785 | 98.8123 | L100001011409 | G100001012782 | https://www.gem.wiki/Dongfang_Electric_Jiuquan_Vocational_and_Technical_College_solar_project | Global Solar Power Tracker - February 2026 |  | 不适用 | 运行参数继承参考Generators_data.csv的风电/光伏设定
913 | GS | 2 | 甘肃 | Jiuquan | Suzhou District | 东方电气太阳能发电公司酒泉肃州东洞滩并网光伏9MWp发电工程 | Dongfang Electric Solar Power Jiuquan Suzhou Dongdongtan solar project | -- | 光伏 | PV | 9 | operating | 2013 |  |  | 39.5785 | 98.8123 | L100001011410 | G100001012783 | https://www.gem.wiki/Dongfang_Electric_Solar_Power_Jiuquan_Suzhou_Dongdongtan_solar_project | Global Solar Power Tracker - February 2026 |  | 不适用 | 运行参数继承参考Generators_data.csv的风电/光伏设定
914 | GS | 2 | 甘肃 | Jiuquan | Suzhou District | 东方电气(酒泉)光伏发电科技酒泉职业技术学院并网光伏发电项目8.0MW发电工程 | Dongfang Electric Technology Jiuquan Vocational and Technical College solar project | -- | 光伏 | PV | 8 | operating | 2013 |  |  | 39.5785 | 98.8123 | L100001011411 | G100001012784 | https://www.gem.wiki/Dongfang_Electric_Technology_Jiuquan_Vocational_and_Technical_College_solar_project | Global Solar Power Tracker - February 2026 |  | 不适用 | 运行参数继承参考Generators_data.csv的风电/光伏设定
915 | GS | 2 | 甘肃 | Jiuquan | Guazhou | 丰华（瓜州）新能源开发有限公司敦煌种业一期9兆瓦集中式并网光伏发电项目 | Fenghua New Energy Development Dunhuang Seed Industry solar project | -- | 光伏 | PV | 9 | operating | 2017 |  |  | 40.5187 | 95.7810 | L100001011511 | G100001012886 | https://www.gem.wiki/Fenghua_New_Energy_Development_Dunhuang_Seed_Industry_solar_project | Global Solar Power Tracker - February 2026 |  | 不适用 | 运行参数继承参考Generators_data.csv的风电/光伏设定
916 | GS | 2 | 甘肃 | Qingyang | Huachi | 冯家畔电站 | Fengjiapan solar project | -- | 光伏 | PV | 2.1 | operating | 2019 |  |  | 36.4314 | 108.0307 | L100001011514 | G100001012889 | https://www.gem.wiki/Fengjiapan_solar_project | Global Solar Power Tracker - February 2026 |  | 不适用 | 运行参数继承参考Generators_data.csv的风电/光伏设定
917 | GS | 2 | 甘肃 | Jiuquan | Aksay | 汇东新能源有限公司75万千瓦光热＋光伏试点项目 | Gansu Akesai (Huidong New Energy) solar farm | PV | 光伏 | PV | 640 | operating | 2024 |  | Akesai Huidong New Energy | 38.9270 | 94.6230 | L100000827866 | G100000831440 | https://www.gem.wiki/Gansu_Akesai_(Huidong_New_Energy)_solar_farm | Global Solar Power Tracker - February 2026 |  | 不适用 | 运行参数继承参考Generators_data.csv的风电/光伏设定
918 | GS | 2 | 甘肃 | Jiuquan | Aksay | 汇东新能源有限公司75万千瓦光热＋光伏试点项目 | Gansu Akesai (Huidong New Energy) solar farm | Solar Thermal | 光伏 | Solar Thermal | 110 | operating | 2024 |  | Akesai Huidong New Energy | 38.9270 | 94.6230 | L100000827866 | G100000831441 | https://www.gem.wiki/Gansu_Akesai_(Huidong_New_Energy)_solar_farm | Global Solar Power Tracker - February 2026 |  | 不适用 | 运行参数继承参考Generators_data.csv的风电/光伏设定
919 | GS | 2 | 甘肃 | Jiuquan | Aksay | 正泰新能源阿克塞三期江泰35兆瓦光伏发电项目 | Gansu Akesai Jiangtai (Zhengtai) solar farm | 3 | 光伏 | PV | 35 | operating | 2020 | Zhejiang Chint New Energy Development Co Ltd [100%] | Akesai Chint Photovoltaic Power Generation | 39.6233 | 93.4145 | L100000826773 | G100000830170 | https://www.gem.wiki/Gansu_Akesai_Jiangtai_(Zhengtai)_solar_farm | Global Solar Power Tracker - February 2026 |  | 不适用 | 运行参数继承参考Generators_data.csv的风电/光伏设定
920 | GS | 2 | 甘肃 | Jiuquan | Aksay | 阿克塞县银泰 100 兆瓦光伏发电项目 | Gansu Aksay Chint 100 MW solar farm | -- | 光伏 | PV | 100 | operating | 2023 | Aksay County Yintai New Energy Development Co Ltd |  | 39.1240 | 94.0550 | L100001005597 | G100001006703 | https://www.gem.wiki/Gansu_Aksay_Chint_100_MW_solar_farm | Global Solar Power Tracker - February 2026 |  | 不适用 | 运行参数继承参考Generators_data.csv的风电/光伏设定
921 | GS | 2 | 甘肃 | Jiuquan | Aksay | 中能桑普阿克塞县科技酒泉阿克塞并网光伏发电项目20.0MW发电工程 | Gansu Aksay Zhongneng solar farm | -- | 光伏 | PV | 20 | operating | 2014 | Wuhan Hongjixin Energy Technology Co Ltd [100%] | Zhongneng Sangpu Aksai County Technology | 39.6030 | 94.2380 | L100000803281 | G100000803787 | https://www.gem.wiki/Gansu_Aksay_Zhongneng_solar_farm | Global Solar Power Tracker - February 2026 |  | 不适用 | 运行参数继承参考Generators_data.csv的风电/光伏设定
922 | GS | 2 | 甘肃 | Dingxi | Anding District | 定西市“十四五”第二批安定区5万千瓦集中式光伏发电项目 | Gansu Anding District solar farm | -- | 光伏 | PV | 50 | operating | 2025 | China Materials Technology Wind Power Blade (Dingxi) Co Ltd |  | 35.7190 | 104.5430 | L100000827867 | G100000831442 | https://www.gem.wiki/Gansu_Anding_District_solar_farm | Global Solar Power Tracker - February 2026 |  | 不适用 | 运行参数继承参考Generators_data.csv的风电/光伏设定
923 | GS | 2 | 甘肃 | Baiyin |  | 中核汇能甘肃白银深部铜矿废石场100MW光伏发电项目 | Gansu Baiyin Shenbu Copper Mine Tailings solar farm | -- | 光伏 | PV | 100 | operating | 2023 | China Nuclear Huineng Gansu Co; Baiyin Non-Ferrous Metals Group Co Ltd |  | 36.7790 | 104.1060 | L100000827868 | G100000831443 | https://www.gem.wiki/Gansu_Baiyin_Shenbu_Copper_Mine_Tailings_solar_farm | Global Solar Power Tracker - February 2026 |  | 不适用 | 运行参数继承参考Generators_data.csv的风电/光伏设定
924 | GS | 2 | 甘肃 | Baiyin | Jingtai | 中电光伏发电公司白银景泰特许权并网光伏20MWp 发电工程 | Gansu Baiyin Zhongdian solar farm | 1 | 光伏 | PV | 20 | operating | 2012 | China Power (New Energy) Holdings Co Ltd [51%]; China Power International New Energy Holding Ltd [49%] | Gansu Zhongdian Baiyin Photovoltaic Power Generation | 37.3835 | 103.9991 | L100000802378 | G100000802841 | https://www.gem.wiki/Gansu_Baiyin_Zhongdian_solar_farm | Global Solar Power Tracker - February 2026 |  | 不适用 | 运行参数继承参考Generators_data.csv的风电/光伏设定
925 | GS | 2 | 甘肃 | Baiyin | Jingtai | 中电光伏发电公司白银景泰并网光伏 30MWp发电工程 | Gansu Baiyin Zhongdian solar farm | 2 | 光伏 | PV | 30 | operating | 2013 | China Power (New Energy) Holdings Co Ltd [51%]; China Power International New Energy Holding Ltd [49%] | Gansu Zhongdian Baiyin Photovoltaic Power Generation | 37.3743 | 103.9850 | L100000802378 | G100000802842 | https://www.gem.wiki/Gansu_Baiyin_Zhongdian_solar_farm | Global Solar Power Tracker - February 2026 |  | 不适用 | 运行参数继承参考Generators_data.csv的风电/光伏设定
926 | GS | 2 | 甘肃 | Jiuquan | Guazhou | 甘肃中电酒泉第三风力发电有限公司瓜州8兆瓦集中式并网光伏扶贫项目 | Gansu China Jiuquan Third Wind Power Guazhou poverty alleviation solar project | -- | 光伏 | PV | 5.8 | operating | 2016 |  |  | 40.5187 | 95.7810 | L100001011615 | G100001012991 | https://www.gem.wiki/Gansu_China_Jiuquan_Third_Wind_Power_Guazhou_poverty_alleviation_solar_project | Global Solar Power Tracker - February 2026 |  | 不适用 | 运行参数继承参考Generators_data.csv的风电/光伏设定
927 | GS | 2 | 甘肃 | Lanzhou | Yongdeng | 中国石油天然气股份有限公司西北销售兰州分公司永登油库光伏发电建设项目 | Gansu China National Petroleum Corporation Northwest Sales Lanzhou Branch Yongdeng Oil Depot solar project | -- | 光伏 | Assumed PV | 1.1 | operating |  |  |  | 36.7340 | 103.2586 | L100001030857 | G100001036129 | https://www.gem.wiki/Gansu_China_National_Petroleum_Corporation_Northwest_Sales_Lanzhou_Branch_Yongdeng_Oil_Depot_solar_project | Global Solar Power Tracker - February 2026 |  | 不适用 | 运行参数继承参考Generators_data.csv的风电/光伏设定
928 | GS | 2 | 甘肃 | Baiyin | Jingtai | 甘肃中电投新能源白银景泰9.8MW并网光伏发电工程 | Gansu China Power Investment New Energy Baiyin Jingtai solar project | -- | 光伏 | PV | 9.8 | operating | 2013 |  |  | 37.1057 | 104.0552 | L100001011616 | G100001012992 | https://www.gem.wiki/Gansu_China_Power_Investment_New_Energy_Baiyin_Jingtai_solar_project | Global Solar Power Tracker - February 2026 |  | 不适用 | 运行参数继承参考Generators_data.csv的风电/光伏设定
929 | GS | 2 | 甘肃 | Jiuquan | Jinta | 甘肃中电投新能源发电酒泉金塔红柳洼并网光伏9.0MW发电工程 | Gansu China Power Investment New Energy Jiuquan Jinta Hongliuwa solar project | -- | 光伏 | PV | 9 | operating | 2012 |  |  | 40.3553 | 99.1645 | L100001011617 | G100001012993 | https://www.gem.wiki/Gansu_China_Power_Investment_New_Energy_Jiuquan_Jinta_Hongliuwa_solar_project | Global Solar Power Tracker - February 2026 |  | 不适用 | 运行参数继承参考Generators_data.csv的风电/光伏设定
930 | GS | 2 | 甘肃 | Wuwei | Liangzhou District | 甘肃中电投新能源武威凉州并网光伏9.0MW发电工程 | Gansu China Power Investment New Energy Wuwei Liangzhou solar project | -- | 光伏 | PV | 9 | operating | 2013 |  |  | 37.9045 | 102.7768 | L100001011618 | G100001012994 | https://www.gem.wiki/Gansu_China_Power_Investment_New_Energy_Wuwei_Liangzhou_solar_project | Global Solar Power Tracker - February 2026 |  | 不适用 | 运行参数继承参考Generators_data.csv的风电/光伏设定
931 | GS | 2 | 甘肃 | Zhangye | Linze | 甘肃中电投新能源发电张掖临泽扎尔墩滩并网光伏发电项目9.0MW发电工程 | Gansu China Power Investment New Energy Zhangye Linze Zalduntan solar project | -- | 光伏 | PV | 9 | operating | 2013 |  |  | 39.3473 | 100.1880 | L100001011619 | G100001012995 | https://www.gem.wiki/Gansu_China_Power_Investment_New_Energy_Zhangye_Linze_Zalduntan_solar_project | Global Solar Power Tracker - February 2026 |  | 不适用 | 运行参数继承参考Generators_data.csv的风电/光伏设定
932 | GS | 2 | 甘肃 | Dingxi | Anding District | 定西市明晖新能源有限公司甘肃省20兆瓦农光互补光伏发电项目 | Gansu Dingxi Minghui solar farm | -- | 光伏 | PV | 20 | operating | 2017 | China Nuclear Exchange Energy Co Ltd [100%] | Dingxi Minghui New Energy | 35.8470 | 104.5850 | L100000802595 | G100000803065 | https://www.gem.wiki/Gansu_Dingxi_Minghui_solar_farm | Global Solar Power Tracker - February 2026 |  | 不适用 | 运行参数继承参考Generators_data.csv的风电/光伏设定
933 | GS | 2 | 甘肃 | Dingxi | Tongwei | 通渭县20兆瓦农光一体化光伏发电项目 | Gansu Dingxi Tongwei (Xianghui) solar farm | -- | 光伏 | PV | 20 | operating | 2020 |  | Tongwei Xianghui Energy Construction Investment Management | 35.2185 | 105.2383 | L100000826775 | G100000830172 | https://www.gem.wiki/Gansu_Dingxi_Tongwei_(Xianghui)_solar_farm | Global Solar Power Tracker - February 2026 |  | 不适用 | 运行参数继承参考Generators_data.csv的风电/光伏设定
934 | GS | 2 | 甘肃 | Dingxi | Zhang | 漳县5万千瓦集中式光伏发电项目 | Gansu Dingxi Zhangxian solar farm | -- | 光伏 | PV | 50 | operating | 2025 | Dingxi State-owned Investment (Holding) Group Co. Ltd. [100%] | Dingxi New Energy Development Co. Ltd. | 34.8496 | 104.4694 | L100000802330 | G100000802790 | https://www.gem.wiki/Gansu_Province_Dingxi_Zhangxian_solar_farm | Global Solar Power Tracker - February 2026 |  | 不适用 | 运行参数继承参考Generators_data.csv的风电/光伏设定
935 | GS | 2 | 甘肃 | Linxia AP | Dongxiang | 甘肃东乡县董岭乡大山村200兆瓦光伏项目 | Gansu Dongxiang Tonglingxiang Dashancun solar farm | 1 | 光伏 | PV | 200 | operating | 2024 | China Power Construction Group Hubei Engineering New Energy Co [100%] |  | 35.8740 | 103.3980 | L100000827871 | G100000831446 | https://www.gem.wiki/Gansu_Dongxiang_Tonglingxiang_Dashancun_solar_farm | Global Solar Power Tracker - February 2026 |  | 不适用 | 运行参数继承参考Generators_data.csv的风电/光伏设定
936 | GS | 2 | 甘肃 | Linxia AP | Dongxiang |  | Gansu Dongxiang Tonglingxiang Dashancun solar farm | 2 | 光伏 | PV | 50 | operating | 2024 |  |  | 35.8740 | 103.3980 | L100000827871 | G100001030685 | https://www.gem.wiki/Gansu_Dongxiang_Tonglingxiang_Dashancun_solar_farm | Global Solar Power Tracker - February 2026 |  | 不适用 | 运行参数继承参考Generators_data.csv的风电/光伏设定
937 | GS | 2 | 甘肃 | Jiuquan | Dunhuang City | 中节能敦煌30兆瓦并网光伏发电项目 | Gansu Dunhuang (CECEP) solar farm | -- | 光伏 | PV | 30 | operating | 2021 | CECEP Solar Energy Co Ltd [100%] | China Energy Conservation Solar Energy Technology | 40.1411 | 94.6608 | L100000809262 | G100000811616 | https://www.gem.wiki/Gansu_Dunhuang_(CECEP)_solar_farm | Global Solar Power Tracker - February 2026 |  | 不适用 | 运行参数继承参考Generators_data.csv的风电/光伏设定
938 | GS | 2 | 甘肃 | Jiuquan | Dunhuang City | 兰州大成科技股份有限公司敦煌熔盐线性菲涅尔式5万千瓦光热发电示范项目 | Gansu Dunhuang (Lanzhou Dacheng) solar farm | -- | 光伏 | Solar Thermal | 50 | operating | 2019 | Lanzhou Dacheng Technology Co Ltd [100%] | Lanzhou Dacheng Technology | 40.0832 | 94.4230 | L100000809263 | G100000811617 | https://www.gem.wiki/Gansu_Dunhuang_(Lanzhou_Dacheng)_solar_farm | Global Solar Power Tracker - February 2026 |  | 不适用 | 运行参数继承参考Generators_data.csv的风电/光伏设定
939 | GS | 2 | 甘肃 | Jiuquan | Dunhuang City | 敦煌市沙州能源光伏发电有限责任公司260兆瓦光伏发电项目 | Gansu Dunhuang (Shazhou Power) solar farm | -- | 光伏 | PV | 260 | operating | 2024 | Dunhuang Shazhou Wind Power Generation Co Ltd |  | 40.1760 | 94.4410 | L100001025569 | G100001030261 | https://www.gem.wiki/Gansu_Dunhuang_(Shazhou_Power)_solar_farm | Global Solar Power Tracker - February 2026 |  | 不适用 | 运行参数继承参考Generators_data.csv的风电/光伏设定
940 | GS | 2 | 甘肃 | Jiuquan | Dunhuang | 首航节能敦煌100兆瓦熔盐塔式光热电站 | Gansu Dunhuang (Shouhang) solar thermal power plant | -- | 光伏 | Solar Thermal | 100 | operating |  | Shouhang High-tech Energy Co Ltd |  | 40.0720 | 94.4270 | L100001080189 | G100001090037 | https://www.gem.wiki/Gansu_Dunhuang_(Shouhang)_solar_thermal_power_plant | Global Solar Power Tracker - February 2026 |  | 不适用 | 运行参数继承参考Generators_data.csv的风电/光伏设定
941 | GS | 2 | 甘肃 | Jiuquan | Dunhuang City | 特变电工新疆新能源股份有限公司敦煌20兆瓦并网光伏发电项目 | Gansu Dunhuang (TBEA Xinjiang Sunoasis) solar farm | -- | 光伏 | PV | 20 | operating | 2021 | Changji Special Transformer Factory [10%]; TBEA [32%]; Beijing Tsinghua University Enterprise Group [20%]; Beijing Qingyuan Defeng Investment Management Co Ltd [5%]; Xinjiang Uygur Autonomous Region Investment Co [20%]; unknown [13%] | TBEA Xinjiang Sunoasis CO LTD (TBEA SUNOASIS CO LTD) | 40.1411 | 94.6608 | L100000809264 | G100000811618 | https://www.gem.wiki/Gansu_Dunhuang_(TBEA_Xinjiang_Sunoasis)_solar_farm | Global Solar Power Tracker - February 2026 |  | 不适用 | 运行参数继承参考Generators_data.csv的风电/光伏设定
942 | GS | 2 | 甘肃 | Jiuquan | Dunhuang City | 敦煌安洁新能源有限公司敦煌20兆瓦并网光伏发电项目 | Gansu Dunhuang Anji solar farm | -- | 光伏 | PV | 20 | operating | 2017 | Hunan Shuifa Xingye Green Energy Co Ltd [100%] | Dunhuang Anjie New Energy | 40.1434 | 94.6602 | L100000802908 | G100000803391 | https://www.gem.wiki/Gansu_Dunhuang_Anji_solar_farm | Global Solar Power Tracker - February 2026 |  | 不适用 | 运行参数继承参考Generators_data.csv的风电/光伏设定
943 | GS | 2 | 甘肃 | Jiuquan | Dunhuang City | 中节能甘肃敦煌 50 兆瓦光伏并网发电项目 | Gansu Dunhuang CECEP solar farm | 1 | 光伏 | PV | 50 | operating | 2013 | CECEP Solar Energy Technology Co Ltd [100%] | CECEP Solar Energy (Dunhuang) Technology | 40.0919 | 94.5007 | L100000803131 | G100000803623 | https://www.gem.wiki/Gansu_Dunhuan_CECEP_solar_farm | Global Solar Power Tracker - February 2026 |  | 不适用 | 运行参数继承参考Generators_data.csv的风电/光伏设定
944 | GS | 2 | 甘肃 | Jiuquan | Dunhuang City | 中节能敦煌二期 20 兆瓦并网光伏发电项目 | Gansu Dunhuang CECEP solar farm | 2 | 光伏 | PV | 20 | operating | 2016 | CECEP Solar Energy Technology Co Ltd [100%] | CECEP Solar Energy (Dunhuang) Technology | 40.0919 | 94.5007 | L100000803131 | G100000803624 | https://www.gem.wiki/Gansu_Dunhuan_CECEP_solar_farm | Global Solar Power Tracker - February 2026 |  | 不适用 | 运行参数继承参考Generators_data.csv的风电/光伏设定
945 | GS | 2 | 甘肃 | Jiuquan | Dunhuang City | 敦煌市清洁能源开发有限责任公司敦煌7兆瓦并网光伏发电项目 | Gansu Dunhuang Clean Energy Development Dunhuang solar project | -- | 光伏 | PV | 7 | operating | 2017 |  |  | 40.1411 | 94.6608 | L100001011472 | G100001012846 | https://www.gem.wiki/Gansu_Dunhuang_Clean_Energy_Development_Dunhuang_solar_project | Global Solar Power Tracker - February 2026 |  | 不适用 | 运行参数继承参考Generators_data.csv的风电/光伏设定
946 | GS | 2 | 甘肃 | Jiuquan | Dunhuang City | 甘肃广恒新能源酒泉敦煌光伏并网发电项目40.0MW发电工程 | Gansu Dunhuang Guangheng solar farm | -- | 光伏 | PV | 40 | operating | 2015 | Luneng New Energy (Group) Co Ltd [100%] | Gansu Guangheng New Energy | 40.1414 | 94.6678 | L100000803284 | G100000803790 | https://www.gem.wiki/Gansu_Dunhuang_Guangheng_solar_farm | Global Solar Power Tracker - February 2026 |  | 不适用 | 运行参数继承参考Generators_data.csv的风电/光伏设定
947 | GS | 2 | 甘肃 | Jiuquan | Dunhuang City | 敦煌翰德光伏新能源有限公司敦煌20兆瓦并网光伏发电项目 | Gansu Dunhuang Hande solar farm | -- | 光伏 | PV | 20 | operating | 2017 | Jiuquan Tianbao New Energy Power Generation Co Ltd [100%] | Dunhuang Hande Photovoltaic New Energy | 40.1160 | 94.4985 | L100000802898 | G100000803380 | https://www.gem.wiki/Gansu_Dunhuang_Hande_solar_farm | Global Solar Power Tracker - February 2026 |  | 不适用 | 运行参数继承参考Generators_data.csv的风电/光伏设定
948 | GS | 2 | 甘肃 | Jiuquan | Dunhuang City | 甘肃敦煌华电福新太阳能发电酒泉并网光伏发电项目40.0MW发电工程 | Gansu Dunhuang Huadian solar farm | -- | 光伏 | PV | 40 | operating | 2014 | Huadian Fuxin Energy Development Co Ltd. [100%] | Gansu Dunhuang Huadian Fuxin Solar Power Generation | 40.0980 | 94.4990 | L100000803271 | G100000803775 | https://www.gem.wiki/Gansu_Dunhuang_Huadian_solar_farm | Global Solar Power Tracker - February 2026 |  | 不适用 | 运行参数继承参考Generators_data.csv的风电/光伏设定
949 | GS | 2 | 甘肃 | Jiuquan | Dunhuang City | 敦煌电建汇能新能源发电酒泉敦煌并网光伏发电项目20.0MW发电工程 | Gansu Dunhuang Huineng solar farm | -- | 光伏 | PV | 20 | operating | 2014 | Shanghai Electric Power Design Institute Co Ltd [20%]; China Hydropower Construction New Energy Development Co Ltd [25%]; Sinohydro Guazhou Wind Power Co Ltd [55%] | Dunhuang Power Construction Huineng New Energy Power Generation | 40.1414 | 94.6678 | L100000803282 | G100000803788 | https://www.gem.wiki/Gansu_Dunhuang_Huineng_solar_farm | Global Solar Power Tracker - February 2026 |  | 不适用 | 运行参数继承参考Generators_data.csv的风电/光伏设定
950 | GS | 2 | 甘肃 | Jiuquan | Dunhuang City | 敦煌市金泰诚智新能源有限公司20兆瓦并网光伏发电项目 | Gansu Dunhuang Jintai Chengzhi solar farm | -- | 光伏 | PV | 20 | operating | 2016 | Dunhuang Yuanshun Photovoltaic Technology Co Ltd [100%] | Dunhuang Jintai Chengzhi New Energy | 40.1216 | 94.4904 | L100000802894 | G100000803375 | https://www.gem.wiki/Gansu_Dunhuang_Jintai_Chengzhi_solar_farm | Global Solar Power Tracker - February 2026 |  | 不适用 | 运行参数继承参考Generators_data.csv的风电/光伏设定
951 | GS | 2 | 甘肃 | Jiuquan | Dunhuang City | 敦煌锦兴光伏发电有限公司敦煌10兆瓦并网光伏发电项目 | Gansu Dunhuang Jinxing Dunhuang solar project | -- | 光伏 | PV | 10 | operating | 2017 |  |  | 40.1411 | 94.6608 | L100001011473 | G100001012847 | https://www.gem.wiki/Gansu_Dunhuang_Jinxing_Dunhuang_solar_project | Global Solar Power Tracker - February 2026 |  | 不适用 | 运行参数继承参考Generators_data.csv的风电/光伏设定
952 | GS | 2 | 甘肃 | Jiuquan | Dunhuang City | 敦煌首航节能新能源有限公司敦煌10万千瓦熔盐塔式光热发电项目 | Gansu Dunhuang Molten Salt Tower solar farm | -- | 光伏 | Solar Thermal | 100 | operating | 2018 | Shouhang High-Tech Energy Co Ltd [100%] | Dunhuang Shouhang Energy Saving New Energy | 40.0651 | 94.4250 | L100000802891 | G100000803372 | https://www.gem.wiki/Gansu_Dunhuang_Molten_Salt_Tower_solar_farm | Global Solar Power Tracker - February 2026 |  | 不适用 | 运行参数继承参考Generators_data.csv的风电/光伏设定
953 | GS | 2 | 甘肃 | Jiuquan | Dunhuang City | 亚洲新能源(敦煌)太阳能发电酒泉七里镇2并网光伏发电项目20.0MW发电工程 | Gansu Dunhuang Qili Asia New Energy solar farm | -- | 光伏 | PV | 20 | operating | 2014 | Gansu Smart Energy Development Co Ltd [100%] | Asia New Energy (Dunhuang) Solar Power | 40.0862 | 94.4791 | L100000803273 | G100000803777 | https://www.gem.wiki/Gansu_Dunhuang_Qili_Asia_New_Energy_solar_farm | Global Solar Power Tracker - February 2026 |  | 不适用 | 运行参数继承参考Generators_data.csv的风电/光伏设定
954 | GS | 2 | 甘肃 | Jiuquan | Dunhuang City | 敦煌万发新能源有限公司60兆瓦光伏发电项目 | Gansu Dunhuang Qilizhen Wanfa solar farm | -- | 光伏 | PV | 60 | operating | 2016 | Xinhua Power Development Investment Co Ltd [100%] | Dunhuang Wanfa New Energy | 40.1188 | 94.4930 | L100000802906 | G100000803389 | https://www.gem.wiki/Gansu_Dunhuang_Qilizhen_Wanfa_solar_farm | Global Solar Power Tracker - February 2026 |  | 不适用 | 运行参数继承参考Generators_data.csv的风电/光伏设定
955 | GS | 2 | 甘肃 | Jiuquan | Dunhuang City | 中国水电顾问集团敦煌光伏发电酒泉敦煌并网光伏发电项目30.0MW发电工程 | Gansu Dunhuang Sinohydro solar farm | 1 | 光伏 | PV | 30 | operating | 2013 | Sinohydro Renewable Energy Co Ltd [100%] | Sinohydro Dunhuang Photovoltaic Power Generation | 40.1414 | 94.6678 | L100000803278 | G100000803782 | https://www.gem.wiki/Gansu_Dunhuang_Sinohydro_solar_farm | Global Solar Power Tracker - February 2026 |  | 不适用 | 运行参数继承参考Generators_data.csv的风电/光伏设定
956 | GS | 2 | 甘肃 | Jiuquan | Dunhuang City | 中国水电顾问集团敦煌光伏发电酒泉敦煌并网光伏发电项目20.0MW发电工程 | Gansu Dunhuang Sinohydro solar farm | 2 | 光伏 | PV | 20 | operating | 2014 | Sinohydro Renewable Energy Co Ltd [100%] | Sinohydro Dunhuang Photovoltaic Power Generation | 40.1414 | 94.6678 | L100000803278 | G100000803783 | https://www.gem.wiki/Gansu_Dunhuang_Sinohydro_solar_farm | Global Solar Power Tracker - February 2026 |  | 不适用 | 运行参数继承参考Generators_data.csv的风电/光伏设定
957 | GS | 2 | 甘肃 | Jiuquan | Dunhuang City | 三峡新能源敦煌发电有限公司敦煌30兆瓦并网光伏发电项目 | Gansu Dunhuang Three Gorges solar farm | -- | 光伏 | PV | 30 | operating | 2017 | China Three Gorges New Energy (Group) Co Ltd [100%] | Three Gorges New Energy Dunhuang Power Generation | 40.1434 | 94.6602 | L100000802910 | G100000803394 | https://www.gem.wiki/Gansu_Dunhuang_Three_Gorges_solar_farm | Global Solar Power Tracker - February 2026 |  | 不适用 | 运行参数继承参考Generators_data.csv的风电/光伏设定
958 | GS | 2 | 甘肃 |  |  | 甘肃福雨塑业有限责任公司3兆瓦太阳能分布式光伏发电项目 | Gansu Fuyu Plastic Industry solar project | -- | 光伏 | PV | 2.4 | operating | 2018 |  |  | 38.0000 | 102.0000 | L100001011620 | G100001012996 | https://www.gem.wiki/Gansu_Fuyu_Plastic_Industry_solar_project | Global Solar Power Tracker - February 2026 |  | 不适用 | 运行参数继承参考Generators_data.csv的风电/光伏设定
959 | GS | 2 | 甘肃 | Gannan AP | Hezuo City | 甘南合作市“牧光互补”40兆瓦集中式光伏发电项目, 合作市“牧光互补”100兆瓦新能源基地建设项目 | Gansu Gannan Hezuo Pastoral solar farm | 1 | 光伏 | PV | 40 | operating | 2023 | Sinohydro Fourth Engineering Bureau Co Ltd; CNOOC Ltd | CNOOC Rongfeng Energy Co. Ltd. | 34.9980 | 102.9370 | L100000827873 | G100000831448 | https://www.gem.wiki/Gansu_Gannan_Hezuo_Pastoral_solar_farm | Global Solar Power Tracker - February 2026 |  | 不适用 | 运行参数继承参考Generators_data.csv的风电/光伏设定
960 | GS | 2 | 甘肃 | Gannan AP | Hezuo City | 甘南合作市“牧光互补”60兆瓦集中式光伏发电项目, 合作市“牧光互补”100兆瓦新能源基地建设项目 | Gansu Gannan Hezuo Pastoral solar farm | 2 | 光伏 | PV | 60 | operating | 2023 | Sinohydro Fourth Engineering Bureau Co Ltd [100%] | CNOOC Rongfeng Energy Co. Ltd. | 34.9980 | 102.9370 | L100000827873 | G100000831449 | https://www.gem.wiki/Gansu_Gannan_Hezuo_Pastoral_solar_farm | Global Solar Power Tracker - February 2026 |  | 不适用 | 运行参数继承参考Generators_data.csv的风电/光伏设定
961 | GS | 2 | 甘肃 | Zhangye | Ganzhou District | 长电新能甘肃省张掖市甘州区南滩光电产业园100MW光伏项目 | Gansu Ganzhou (Three Gorges) solar farm | -- | 光伏 | PV | 100 | operating | 2025 | Changdian New Energy (Ganzhou) Energy Co Ltd |  | 38.7150 | 100.4690 | L100001018142 | G100001020195 | https://www.gem.wiki/Gansu_Ganzhou_(Three_Gorges)_solar_farm | Global Solar Power Tracker - February 2026 |  | 不适用 | 运行参数继承参考Generators_data.csv的风电/光伏设定
962 | GS | 2 | 甘肃 | Zhangye | Ganzhou District | 甘肃黑河水电新能源开发张掖甘州区并网光伏发电项目二期20.0MW发电工程 | Gansu Ganzhou Heihe solar farm | 2 | 光伏 | PV | 20 | operating | 2016 | Gansu Heihe Hydropower Enterprises Investment Co Ltd [53%]; Gansu Zhangye Zhaohui Real Estate Co Ltd [46%] | Gansu Heihe Hydropower New Energy Development | 38.8400 | 100.2131 | L100000803286 | G100000803792 | https://www.gem.wiki/Gansu_Ganzhou_Heihe_solar_farm | Global Solar Power Tracker - February 2026 |  | 不适用 | 运行参数继承参考Generators_data.csv的风电/光伏设定
963 | GS | 2 | 甘肃 | Zhangye | Ganzhou District | 甘州区南滩40兆瓦光伏发电项目 | Gansu Ganzhou Nantan solar farm | -- | 光伏 | PV | 40 | operating | 2021 | China Longyuan Power Group Corp Ltd [100%] | Longyuan (Zhangye) New Energy Development | 38.7130 | 100.4010 | L100000809265 | G100000811619 | https://www.gem.wiki/Gansu_Ganzhou_Nantan_solar_farm | Global Solar Power Tracker - February 2026 |  | 不适用 | 运行参数继承参考Generators_data.csv的风电/光伏设定
964 | GS | 2 | 甘肃 | Zhangye | Ganzhou District | 甘肃甘州南滩30万千瓦光伏发电项目 | Gansu Ganzhou Nantan solar power plant | -- | 光伏 | PV | 300 | operating | 2023 | China Gezhouba Group Equipment Industry Co Ltd [5%]; China Power Engineering Consulting Group Co Ltd [85%]; China Energy Construction Group Gansu Province Power Design Institute Co Ltd [10%] | China Energy Construction Green Power (Zhangye) | 38.8442 | 100.6765 | L100000809266 | G100000811620 | https://www.gem.wiki/Gansu_Ganzhou_Nantan_solar_power_plant | Global Solar Power Tracker - February 2026 |  | 不适用 | 运行参数继承参考Generators_data.csv的风电/光伏设定
965 | GS | 2 | 甘肃 | Lanzhou | Gaolan | 兰州市氢能产业园配套皋兰10万千瓦光伏项 | Gansu Gaolan Green Hydrogen solar farm | -- | 光伏 | PV | 100 | operating | 2024 | China Energy Construction Hydrogen Energy Co Ltd; Gaolan Youneng New Energy Investment Co Ltd |  | 36.5086 | 103.8973 | L100001007568 | G100001008727 | https://www.gem.wiki/Gansu_Gaolan_Green_Hydrogen_solar_farm | Global Solar Power Tracker - February 2026 |  | 不适用 | 运行参数继承参考Generators_data.csv的风电/光伏设定
966 | GS | 2 | 甘肃 | Zhangye | Gaotai | 甘肃高山新能源张掖高台高崖子滩并网光伏发电项目9.0MW发电工程 | Gansu Gaoshan New Energy Zhangye Gaotai Gaoyazitan solar project | -- | 光伏 | PV | 9 | operating | 2014 |  |  | 39.5530 | 99.7077 | L100001011621 | G100001012997 | https://www.gem.wiki/Gansu_Gaoshan_New_Energy_Zhangye_Gaotai_Gaoyazitan_solar_project | Global Solar Power Tracker - February 2026 |  | 不适用 | 运行参数继承参考Generators_data.csv的风电/光伏设定
967 | GS | 2 | 甘肃 | Zhangye | Gaotai | 高台北部滩10万千瓦光伏发电项目 | Gansu Gaotai Beibutan (Longhe) solar farm | -- | 光伏 | PV | 100 | operating |  | GaotaiLonghe New Energy Development Co Ltd |  | 39.6730 | 99.5460 | L100001061983 | G100001071099 | https://www.gem.wiki/Gansu_Gaotai_Beibutan_(Longhe)_solar_farm | Global Solar Power Tracker - February 2026 |  | 不适用 | 运行参数继承参考Generators_data.csv的风电/光伏设定
968 | GS | 2 | 甘肃 | Zhangye | Gaotai | 高台县高崖子滩30兆瓦光伏发电项目 | Gansu Gaotai Gaoyazitan (Gaotai Laite) solar farm | 1 | 光伏 | PV | 30 | operating | 2022 | Gansu Feibaisi Energy Technology Co Ltd [100%] | Gaotai Laite Photovoltaic Power Technology | 39.2742 | 99.4776 | L100000809267 | G100000811621 | https://www.gem.wiki/Gansu_Gaotai_Gaoyazitan_(Gaotai_Laite)_solar_farm | Global Solar Power Tracker - February 2026 |  | 不适用 | 运行参数继承参考Generators_data.csv的风电/光伏设定
969 | GS | 2 | 甘肃 | Zhangye | Gaotai | 高台县高崖子滩二期50兆瓦光伏发电项目 | Gansu Gaotai Gaoyazitan (Gaotai Quantong) solar farm | 2 | 光伏 | PV | 50 | operating | 2022 | Gaotai Quantong Photovoltaic Power Generation Co Ltd [100%] | Gaotai Quantong Feiyang Energy | 39.3768 | 99.8195 | L100000809268 | G100000811622 | https://www.gem.wiki/Gansu_Gaotai_Gaoyazitan_(Gaotai_Quantong)_solar_farm | Global Solar Power Tracker - February 2026 |  | 不适用 | 运行参数继承参考Generators_data.csv的风电/光伏设定
970 | GS | 2 | 甘肃 | Zhangye | Gaotai | 甘肃高山新能源张掖高台县高崖子滩并网光伏发电项目40.0MW发电工程 | Gansu Gaotai Gaoyazitan Gaoshan solar farm | -- | 光伏 | PV | 40 | operating | 2014 | Gansu Jintai Power Co Ltd [75%]; Jinchang Junwei New Energy Co Ltd [25%] | Gansu Gaoshan New Energy | 39.2801 | 99.5451 | L100000803272 | G100000803776 | https://www.gem.wiki/Gansu_Gaotai_Gaoyazitan_Gaoshan_solar_farm | Global Solar Power Tracker - February 2026 |  | 不适用 | 运行参数继承参考Generators_data.csv的风电/光伏设定
971 | GS | 2 | 甘肃 | Zhangye | Gaotai | 高台县高崖子滩20万千瓦光伏项目 | Gansu Gaotai Gaoyazitan solar farm | -- | 光伏 | PV | 200 | operating | 2022 | Hangzhou Yetai New Energy Development Co Ltd [100%] | Gaotai County Hangtai New Energy Development | 39.2790 | 99.7156 | L100000809336 | G100000811694 | https://www.gem.wiki/Gansu_Gaotai_Gaoyazitan_solar_farm | Global Solar Power Tracker - February 2026 |  | 不适用 | 运行参数继承参考Generators_data.csv的风电/光伏设定
972 | GS | 2 | 甘肃 | Zhangye | Gaotai | 高台华浩环保能源发展有限公司高崖子滩20MWp并网光伏电站 | Gansu Gaotai Goayazitan Huahao solar farm | -- | 光伏 | PV | 20 | operating | 2015 | Gaotai Huahao Environmental Protection Energy Development Co Ltd [100%] | Gaotai Huahao Environmental Protection Energy Development | 39.3230 | 99.6070 | L100000802596 | G100000803066 | https://www.gem.wiki/Gansu_Gaotai_Goayazitan_Huahao_solar_farm | Global Solar Power Tracker - February 2026 |  | 不适用 | 运行参数继承参考Generators_data.csv的风电/光伏设定
973 | GS | 2 | 甘肃 | Zhangye | Gaotai | 甘肃高台汇能新能源开发张掖高崖子滩并网光伏发电项目9.0MW发电工程 | Gansu Gaotai Huineng New Energy Development Zhangye Gaoyazitan solar project | -- | 光伏 | PV | 9 | operating | 2015 |  |  | 39.5530 | 99.7077 | L100001011622 | G100001012998 | https://www.gem.wiki/Gansu_Gaotai_Huineng_New_Energy_Development_Zhangye_Gaoyazitan_solar_project | Global Solar Power Tracker - February 2026 |  | 不适用 | 运行参数继承参考Generators_data.csv的风电/光伏设定
974 | GS | 2 | 甘肃 | Zhangye | Gaotai | 全通飞阳能源有限公司50兆瓦光伏发电项目 | Gansu Gaotai Quantong Feiyang solar farm | -- | 光伏 | PV | 50 | operating | 2022 | Gaotai Quantong Photovoltaic Power Generation Co Ltd [100%] | Gaotai Quantong Feiyang Energy | 39.3777 | 99.8163 | L100000826777 | G100000830175 | https://www.gem.wiki/Gansu_Gaotai_Quantong_Feiyang_solar_farm | Global Solar Power Tracker - February 2026 |  | 不适用 | 运行参数继承参考Generators_data.csv的风电/光伏设定
975 | GS | 2 | 甘肃 |  |  | 甘肃光彩新能源有限责任公司3兆瓦屋顶分布式光伏发电项目 | Gansu Guangcai New Energy solar project | -- | 光伏 | PV | 3 | operating | 2017 |  |  | 38.0000 | 102.0000 | L100001011623 | G100001012999 | https://www.gem.wiki/Gansu_Guangcai_New_Energy_solar_project | Global Solar Power Tracker - February 2026 |  | 不适用 | 运行参数继承参考Generators_data.csv的风电/光伏设定
976 | GS | 2 | 甘肃 | Jiuquan | Guazhou | 欧昊集团瓜州昊华200MW光伏项目 | Gansu Guazhou (Ouhao) solar farm | -- | 光伏 | PV | 200 | operating | 2025 |  | Haohua New Energy Power | 40.6210 | 95.4790 | L100001020252 | G100001023040 | https://www.gem.wiki/Gansu_Guazhou_(Ouhao)_solar_farm | Global Solar Power Tracker - February 2026 |  | 不适用 | 运行参数继承参考Generators_data.csv的风电/光伏设定
977 | GS | 2 | 甘肃 | Jiuquan | Guazhou | 甘肃电投瓜州干河口200兆瓦光伏项目 | Gansu Guazhou Ganhekou (Gansu Power Investment) solar farm | -- | 光伏 | PV | 200 | operating | 2023 | Gansu Power Investment Group Co Ltd [100%] | Gansu Jiuquan Huineng Windpower Development | 40.9330 | 95.5110 | L100000827875 | G100000831451 | https://www.gem.wiki/Gansu_Guazhou_Ganhekou_(Gansu_Power_Investment)_solar_farm | Global Solar Power Tracker - February 2026 |  | 不适用 | 运行参数继承参考Generators_data.csv的风电/光伏设定
978 | GS | 2 | 甘肃 | Jiuquan | Guazhou | 瓜州柳园20兆瓦并网光伏发电项目 | Gansu Guazhou Liuyuan Guangyuan solar farm | -- | 光伏 | PV | 20 | operating | 2017 | Zhejiang Qingneng Energy Development Co Ltd [51%]; Zhejiang Chint New Energy Development Co Ltd [49%] | Guazhou Light Photovoltaic Power Generation | 40.9930 | 95.4290 | L100000802597 | G100000803067 | https://www.gem.wiki/Gansu_Guazhou_Liuyuan_Guangyuan_solar_farm | Global Solar Power Tracker - February 2026 |  | 不适用 | 运行参数继承参考Generators_data.csv的风电/光伏设定
979 | GS | 2 | 甘肃 | Jiuquan | Guazhou | 三峡恒基能脉瓜州70万千瓦“光热储能+”项目 | Gansu Guazhou Solar Thermal/Photovoltaic/Wind Complex solar portion | PV Portion | 光伏 | PV | 200 | operating | 2023 | Beijing Nengmo Weiye New Energy Technology Co Ltd [51%]; China Three Gorges New Energy Co Ltd [49%] | Three Gorges Hengji Nengmo (Jiuquan) New Energy | 41.5510 | 95.2490 | L100000826778 | G100000830176 | https://www.gem.wiki/Gansu_Guazhou_Solar_Thermal/Photovoltaic/Wind_Complex_solar_portion | Global Solar Power Tracker - February 2026 |  | 不适用 | 运行参数继承参考Generators_data.csv的风电/光伏设定
980 | GS | 2 | 甘肃 | Wuwei | Minqin | 武威益能太阳能发电有限公司民勤红砂岗20兆瓦集中式光伏扶贫电站项目 | Gansu Guazhou Weiwu Poverty Alleviation solar farm | 1 | 光伏 | PV | 20 | operating | 2017 | Huadian New Energy Group Co Ltd [100%] | Wuwei Yineng Solar Power Generation | 38.9440 | 102.4667 | L100000802909 | G100000803393 | https://www.gem.wiki/Gansu_Guazhou_Weiwu_Poverty_Alleviation_solar_farm | Global Solar Power Tracker - February 2026 |  | 不适用 | 运行参数继承参考Generators_data.csv的风电/光伏设定
981 | GS | 2 | 甘肃 | Wuwei | Minqin | 武威益能太阳能发电有限公司民勤红砂岗二期80兆瓦集中式光伏扶贫电站项目 | Gansu Guazhou Weiwu Poverty Alleviation solar farm | 2 | 光伏 | PV | 80 | operating | 2018 | Huadian New Energy Group Co Ltd [100%] | Wuwei Yineng Solar Power Generation | 38.9440 | 102.4667 | L100000802909 | G100000803392 | https://www.gem.wiki/Gansu_Guazhou_Weiwu_Poverty_Alleviation_solar_farm | Global Solar Power Tracker - February 2026 |  | 不适用 | 运行参数继承参考Generators_data.csv的风电/光伏设定
982 | GS | 2 | 甘肃 | Wuwei | Gulang | 鄂电投古浪15万千瓦光伏发电项目 | Gansu Gulang (State Power Investment) solar farm | -- | 光伏 | PV | 150 | operating | 2025 | State Power Investment Group Hubei Electric Power Co Ltd |  | 37.6730 | 103.1840 | L100001045990 | G100001051857 | https://www.gem.wiki/Gansu_Gulang_(State_Power_Investment)_solar_farm | Global Solar Power Tracker - February 2026 |  | 不适用 | 运行参数继承参考Generators_data.csv的风电/光伏设定
983 | GS | 2 | 甘肃 | Wuwei | Gulang | 陕西新华古浪黄花滩15万千瓦光伏项目 | Gansu Gulang Huanghuatan solar farm | -- | 光伏 | PV | 150 | operating | 2023 |  | Wuwei Xincheng New Energy | 37.7030 | 103.0610 | L100000827881 | G100000831457 | https://www.gem.wiki/Gansu_Gulang_Huanghuatan_solar_farm | Global Solar Power Tracker - February 2026 |  | 不适用 | 运行参数继承参考Generators_data.csv的风电/光伏设定
984 | GS | 2 | 甘肃 | Wuwei | Gulang | 甘肃武威50万千瓦立体光伏治沙产业化示范项目 | Gansu Gulang Wuwei "Solid-State" Desert Control Demonstration solar power plant | -- | 光伏 | PV | 300 | operating | 2023 | Gansu Yitao New Energy Co Ltd [100%] | Gansu Yiheng New Energy | 37.6394 | 103.2446 | L100000809270 | G100000811624 | https://www.gem.wiki/Gansu_Gulang_Wuwei_"Solid-State"_Desert_Control_Demonstration_solar_power_plant | Global Solar Power Tracker - February 2026 |  | 不适用 | 运行参数继承参考Generators_data.csv的风电/光伏设定
985 | GS | 2 | 甘肃 | Wuwei | Gulang | 武威泰丰新能源有限责任公司古浪县20兆瓦光伏扶贫试点配套光伏电站项目 | Gansu Gulang Wuwei Taifeng Poverty Alleviation solar farm | -- | 光伏 | PV | 20 | operating | 2017 | Wuwei Vocational College [100%] | Wuwei Taifeng New Energy | 37.7940 | 103.1540 | L100000802905 | G100000803388 | https://www.gem.wiki/Gansu_Gulang_Wuwei_Taifeng_Poverty_Alleviation_solar_farm | Global Solar Power Tracker - February 2026 |  | 不适用 | 运行参数继承参考Generators_data.csv的风电/光伏设定
986 | GS | 2 | 甘肃 | Linxia AP | Hezheng | 和政县“十三五”第二批光伏发电项目 | Gansu Hezheng Poverty Alleviation solar farm | -- | 光伏 | PV | 15 | operating | 2019 |  |  | 35.3343 | 103.2671 | L100001044963 | G100001050539 | https://www.gem.wiki/Gansu_Hezheng_Poverty_Alleviation_solar_farm | Global Solar Power Tracker - February 2026 |  | 不适用 | 运行参数继承参考Generators_data.csv的风电/光伏设定
987 | GS | 2 | 甘肃 | Qingyang | Huan | 毛井风电场增建30万千瓦光伏示范项目50万千瓦新能源项目 | Gansu Huanxian Maojing (Huadian) solar farm | -- | 光伏 | PV | 300 | operating | 2024 |  | Gansu Huadian Huanxian Wind Power Generation | 36.4610 | 106.6180 | L100000827884 | G100000831460 | https://www.gem.wiki/Gansu_Huanxian_Maojing_(Huadian)_solar_farm | Global Solar Power Tracker - February 2026 |  | 不适用 | 运行参数继承参考Generators_data.csv的风电/光伏设定
988 | GS | 2 | 甘肃 | Pingliang | Huating City | 无锡爱帝威能源技术有限公司宝长年1200千瓦屋顶分布式光伏发电项目 | Gansu Huating Wuxi Aidiwei Energy Technology Baochangnian rooftop solar project | -- | 光伏 | Assumed PV | 1.2 | operating |  |  |  | 35.2154 | 106.5961 | L100001030695 | G100001035967 | https://www.gem.wiki/Gansu_Huating_Wuxi_Aidiwei_Energy_Technology_Baochangnian_rooftop_solar_project | Global Solar Power Tracker - February 2026 |  | 不适用 | 运行参数继承参考Generators_data.csv的风电/光伏设定
989 | GS | 2 | 甘肃 | Pingliang | Huating City | 无锡鑫美新能源有限公司江森自控 4600kWp 光伏发电项目二期 | Gansu Huating Wuxi Xinmei New Energy Johnson Controls solar project | -- | 光伏 | Assumed PV | 4.6 | operating |  |  |  | 35.2154 | 106.5961 | L100001030513 | G100001035785 | https://www.gem.wiki/Gansu_Huating_Wuxi_Xinmei_New_Energy_Johnson_Controls_solar_project | Global Solar Power Tracker - February 2026 |  | 不适用 | 运行参数继承参考Generators_data.csv的风电/光伏设定
990 | GS | 2 | 甘肃 | Jiuquan | Guazhou | 甘肃汇能新能源技术发展有限责任公司瓜州县5兆瓦集中式并网光伏扶贫项目（3.384MW） | Gansu Huineng New Energy Technology Development Guazhou County poverty alleviation solar project | -- | 光伏 | PV | 3.4 | operating | 2016 |  |  | 40.5187 | 95.7810 | L100001011624 | G100001013000 | https://www.gem.wiki/Gansu_Huineng_New_Energy_Technology_Development_Guazhou_County_poverty_alleviation_solar_project | Global Solar Power Tracker - February 2026 |  | 不适用 | 运行参数继承参考Generators_data.csv的风电/光伏设定
991 | GS | 2 | 甘肃 | Jiayuguan | Jiaxi Photovoltaic Industrial Park | 嘉峪关核聚新能源有限公司120兆瓦光伏发电项目 | Gansu Jiayuguan (China Guangdong Nuclear) solar farm | -- | 光伏 | PV | 120 | operating | 2023 |  | Jiayuguan Heju New Energy | 39.7460 | 98.0950 | L100000827886 | G100000831462 | https://www.gem.wiki/Gansu_Jiayuguan_(China_Guangdong_Nuclear)_solar_farm | Global Solar Power Tracker - February 2026 |  | 不适用 | 运行参数继承参考Generators_data.csv的风电/光伏设定
992 | GS | 2 | 甘肃 | Jiayuguan | Jiaxi Photovoltaic Industrial Park | 嘉峪关嘉西光伏产业园区 4 号地块 110 兆瓦光伏发电项目 | Gansu Jiayuguan (Guangdong Hydro) solar farm | -- | 光伏 | PV | 110 | operating | 2023 | Xinjiang Guangdong Hydro New Energy Co Ltd; Gansu Tongjin Metallurgical Technology Co Ltd |  | 39.7460 | 98.0950 | L100000827887 | G100000831463 | https://www.gem.wiki/Gansu_Jiayuguan_(Guangdong_Hydro)_solar_farm | Global Solar Power Tracker - February 2026 |  | 不适用 | 运行参数继承参考Generators_data.csv的风电/光伏设定
993 | GS | 2 | 甘肃 | Jiayuguan | Jiaxi Photovoltaic Industrial Park | 嘉峪关恒能光伏电力有限公司35兆瓦光伏发电项目 | Gansu Jiayuguan (Jiayuguan Hengneng) solar farm | -- | 光伏 | PV | 35 | operating | 2024 | Jiayuguan Zhican New Energy Technology Co Ltd [100%] | Jiayuguan Zhili New Energy Technology | 39.7737 | 98.0801 | L100000809277 | G100000811631 | https://www.gem.wiki/Gansu_Jiayuguan_(Jiayuguan_Hengneng)_solar_farm | Global Solar Power Tracker - February 2026 |  | 不适用 | 运行参数继承参考Generators_data.csv的风电/光伏设定
994 | GS | 2 | 甘肃 | Jiayuguan | Jiaxi Photovoltaic Industrial Park | 嘉峪关索通清能770兆瓦光伏项目 | Gansu Jiayuguan (Suotong Clean Energy) solar farm | -- | 光伏 | PV | 770 | operating | 2024 | Zhongyuan Xinhua Water Conservancy and Hydropower Investment Co Ltd; Gansu Wind and Solar Power Engineering Co Ltd; Suotong Development Co Ltd | Jiayuguan Suotong Clean Energy Photovoltaic Technology | 39.7460 | 98.0950 | L100000827888 | G100000831464 | https://www.gem.wiki/Gansu_Jiayuguan_(Suotong_Clean_Energy)_solar_farm | Global Solar Power Tracker - February 2026 |  | 不适用 | 运行参数继承参考Generators_data.csv的风电/光伏设定
995 | GS | 2 | 甘肃 | Jiayuguan |  | 华能（嘉峪关）新能源有限公司高效异质结电池组件30兆瓦实证平台光伏示范项目 | Gansu Jiayuguan Heterojunction Battery solar farm | -- | 光伏 | PV | 30 | operating | 2024 | Huaneng (Jiayuguan) New Energy Co Ltd |  | 39.7460 | 98.1300 | L100001025831 | G100001030828 | https://www.gem.wiki/Gansu_Jiayuguan_Heterojunction_Battery_solar_farm | Global Solar Power Tracker - February 2026 |  | 不适用 | 运行参数继承参考Generators_data.csv的风电/光伏设定
996 | GS | 2 | 甘肃 | Jiayuguan |  | 嘉峪关荣晟新能源有限公司 50 兆瓦发电项目 | Gansu Jiayuguan Rongsheng solar farm | -- | 光伏 | PV | 50 | operating | 2017 | East Group Co Ltd [100%] | Jiayuguan Rongsheng New Energy Technology | 39.7675 | 98.1441 | L100000809278 | G100000811632 | https://www.gem.wiki/Gansu_Jiayuguan_Rongsheng_solar_farm | Global Solar Power Tracker - February 2026 |  | 不适用 | 运行参数继承参考Generators_data.csv的风电/光伏设定
997 | GS | 2 | 甘肃 | Jiayuguan |  | 嘉峪关润邦新能源有限公司 20 兆瓦并网光伏发电项目 | Gansu Jiayuguan Runbang solar farm | -- | 光伏 | PV | 20 | operating | 2017 | East Group Co Ltd [100%] | Jiayuguan Runbang New Energy | 39.7675 | 98.1441 | L100000809279 | G100000811633 | https://www.gem.wiki/Gansu_Jiayuguan_Runbang_solar_farm | Global Solar Power Tracker - February 2026 |  | 不适用 | 运行参数继承参考Generators_data.csv的风电/光伏设定
998 | GS | 2 | 甘肃 | Jiayuguan |  | 嘉峪关协合新能源有限公司嘉峪关西戈壁50兆瓦并网光伏发电项目 | Gansu Jiayuguan Xigebi Xiehe solar farm | -- | 光伏 | PV | 50 | operating | 2016 | Xinhua Power Development Investment Co Ltd [100%] | Jiayuguan Xiehe New Energy | 39.7627 | 98.1343 | L100000802911 | G100000803395 | https://www.gem.wiki/Gansu_Jiayuguan_Xigebi_Xiehe_solar_farm | Global Solar Power Tracker - February 2026 |  | 不适用 | 运行参数继承参考Generators_data.csv的风电/光伏设定
999 | GS | 2 | 甘肃 | Jiayuguan |  | 嘉峪关正泰光伏发电有限公司嘉峪关30兆瓦并网光伏发电项目 | Gansu Jiayuguan Zhengtai solar farm | 1 | 光伏 | PV | 30 | operating | 2016 | Zhejiang Qingneng Energy Development Co Ltd [51%]; Zhejiang Chint New Energy Development Co Ltd [49%] | Jiayuguan Chint Photovoltaic Power Generation | 39.7729 | 98.2869 | L100000802915 | G100000803399 | https://www.gem.wiki/Gansu_Jiayuguan_Zhengtai_solar_farm | Global Solar Power Tracker - February 2026 |  | 不适用 | 运行参数继承参考Generators_data.csv的风电/光伏设定
1000 | GS | 2 | 甘肃 | Jiayuguan |  | 正泰嘉峪关二期70MW光储一体化发电项目 | Gansu Jiayuguan Zhengtai solar farm | 2 | 光伏 | PV | 70 | operating | 2021 | Zhejiang Qingneng Energy Development Co Ltd [51%]; Zhejiang Chint New Energy Development Co Ltd [49%] | Jiayuguan Chint Photovoltaic Power Generation | 39.7729 | 98.2869 | L100000802915 | G100000803400 | https://www.gem.wiki/Gansu_Jiayuguan_Zhengtai_solar_farm | Global Solar Power Tracker - February 2026 |  | 不适用 | 运行参数继承参考Generators_data.csv的风电/光伏设定
1001 | GS | 2 | 甘肃 | Jiayuguan | Jiaxi Photovoltaic Industrial Park | 嘉峪关力诺太阳能电力科技有限公司嘉峪关20兆瓦并网光伏发电项目 | Gansu Jiayyuguan Linuo solar farm | -- | 光伏 | PV | 20 | operating | 2017 | Shandong Shuifa Comprehensive Energy Co Ltd [100%] | Jiayuguan Lino Solar Power Technology | 39.7460 | 98.0540 | L100000802900 | G100000803383 | https://www.gem.wiki/Gansu_Jiayyuguan_Linuo_solar_farm | Global Solar Power Tracker - February 2026 |  | 不适用 | 运行参数继承参考Generators_data.csv的风电/光伏设定
1002 | GS | 2 | 甘肃 | Jinchang | Yongchang | 中核新华金昌河清滩200MW光伏发电项目 | Gansu Jinchang Heqingtan (China Nuclear) solar power plant | -- | 光伏 | PV | 200 | operating | 2023 | Xinhua Water Resources and Power Generation Co Ltd [100%] | Shaanxi Xinhua Water Resources and Hydropower Investment | 38.2660 | 102.2820 | L100000809280 | G100000811634 | https://www.gem.wiki/Gansu_Jinchang_Heqingtan_(China_Nuclear)_solar_power_plant | Global Solar Power Tracker - February 2026 |  | 不适用 | 运行参数继承参考Generators_data.csv的风电/光伏设定
1003 | GS | 2 | 甘肃 | Jinchang | Jinchuan District | 杭州帷盛太阳能科技有限公司金川区二期25兆瓦并网光伏发电项目 | Gansu Jinchuan (Versolsolar Hangzhou) solar farm | 2 | 光伏 | PV | 25 | operating | 2021 | Versolsolar Hangzhou Co Ltd [100%] | Versolsolar Hangzhou | 38.2501 | 102.2994 | L100000809284 | G100000811638 | https://www.gem.wiki/Gansu_Jinchuan_(Versolsolar_Hangzhou)_solar_farm | Global Solar Power Tracker - February 2026 |  | 不适用 | 运行参数继承参考Generators_data.csv的风电/光伏设定
1004 | GS | 2 | 甘肃 | Jinchang | Jinchuan District |  | Gansu Jinchuan District Xipo (Jinko) solar farm | Jingliang | 光伏 | PV | 150 | operating | 2024 | Jinchang Jinko Jingneng Power Co Ltd | Jinchang Jingliang Power | 38.5735 | 102.1269 | L100000827890 | G100001008750 | https://www.gem.wiki/Gansu_Jinchuan_District_Xipo_(Jinko)_solar_farm | Global Solar Power Tracker - February 2026 |  | 不适用 | 运行参数继承参考Generators_data.csv的风电/光伏设定
1005 | GS | 2 | 甘肃 | Jinchang | Jinchuan District | 金川区西坡150MW光伏发电项目 | Gansu Jinchuan District Xipo (Jinko) solar farm | Jingyang | 光伏 | PV | 150 | operating | 2024 | Jinchang Jinko Jingneng Power Co Ltd [100%] | Jinchang Jingyang Power | 38.5735 | 102.1269 | L100000827890 | G100000831467 | https://www.gem.wiki/Gansu_Jinchuan_District_Xipo_(Jinko)_solar_farm | Global Solar Power Tracker - February 2026 |  | 不适用 | 运行参数继承参考Generators_data.csv的风电/光伏设定
1006 | GS | 2 | 甘肃 | Jinchang | Jinchuan District | 金昌振新光伏发电有限公司金川区西坡200兆瓦并网光伏发电项目一期100兆瓦项目 | Gansu Jinchuan District Xipo Zhenxin solar farm | 1 | 光伏 | PV | 100 | operating | 2013 | Shaanxi Xinhua Water Resources and Hydropower Investment Co Ltd [90%]; Jiangsu Huayuan New Energy Technology Co Ltd [10%] | Jinchang Zhenxin Xipo Photovoltaic Power Generation | 38.5869 | 102.1385 | L100000802899 | G100000803381 | https://www.gem.wiki/Gansu_Jinchuan_District_Xipo_Zhenxin_solar_farm | Global Solar Power Tracker - February 2026 |  | 不适用 | 运行参数继承参考Generators_data.csv的风电/光伏设定
1007 | GS | 2 | 甘肃 | Jinchang | Jinchuan District | 金昌振新西坡光伏发电有限公司金川区二期25兆瓦并网光伏发电项目 | Gansu Jinchuan District Xipo Zhenxin solar farm | 2 | 光伏 | PV | 25 | operating | 2016 | Shaanxi Xinhua Water Resources and Hydropower Investment Co Ltd [90%]; Jiangsu Huayuan New Energy Technology Co Ltd [10%] | Jinchang Zhenxin Xipo Photovoltaic Power Generation | 38.5869 | 102.1385 | L100000802899 | G100000803382 | https://www.gem.wiki/Gansu_Jinchuan_District_Xipo_Zhenxin_solar_farm | Global Solar Power Tracker - February 2026 |  | 不适用 | 运行参数继承参考Generators_data.csv的风电/光伏设定
1008 | GS | 2 | 甘肃 | Jinchang | Jinchuan District | 金昌振新光伏发电有限公司金川区西坡200兆瓦并网光伏发电项目三期100兆瓦项目, 金昌珈伟光伏电站 | Gansu Jinchuan District Xipo Zhenxin solar farm | 3 | 光伏 | PV | 75 | operating | 2021 | Jiangsu Huayuan New Energy Technology Co Ltd; Shaanxi Xinhua Water Resources and Hydropower Investment Co Ltd [90%] | Jinchang Zhenxin Xipo Photovoltaic Power Generation | 38.5869 | 102.1385 | L100000802899 | G100001008752 | https://www.gem.wiki/Gansu_Jinchuan_District_Xipo_Zhenxin_solar_farm | Global Solar Power Tracker - February 2026 |  | 不适用 | 运行参数继承参考Generators_data.csv的风电/光伏设定
1009 | GS | 2 | 甘肃 | Jinchang | Jinchuan District | 金川集团东大滩300MW光伏发电项目 | Gansu Jinchuan Dongdatan solar farm | -- | 光伏 | PV | 300 | operating | 2023 | Jinchuan Group Co Ltd [100%] |  | 38.4659 | 102.3421 | L100000827891 | G100000831468 | https://www.gem.wiki/Gansu_Jinchuan_Dongdatan_solar_farm | Global Solar Power Tracker - February 2026 |  | 不适用 | 运行参数继承参考Generators_data.csv的风电/光伏设定
1010 | GS | 2 | 甘肃 | Jinchang | Jinchuan District | 华能甘肃金昌新能源发电金川并网光伏特许权发电项目20.0MW发电工程 | Gansu Jinchuan Huaneng solar farm | 1 | 光伏 | PV | 20 | operating | 2015 | Huaneng Renewables Corp Ltd [100%] | Huaneng Gansu Jinchang New Energy Power Generation | 38.4909 | 102.3188 | L100000803280 | G100000803785 | https://www.gem.wiki/Gansu_Jinchuan_Huaneng_solar_farm | Global Solar Power Tracker - February 2026 |  | 不适用 | 运行参数继承参考Generators_data.csv的风电/光伏设定
1011 | GS | 2 | 甘肃 | Jinchang | Jinchuan District | 华能甘肃金昌新能源发电金川并网光伏发电项目30.0MW发电工程 | Gansu Jinchuan Huaneng solar farm | 2 | 光伏 | PV | 30 | operating | 2015 | Huaneng Renewables Corp Ltd [100%] | Huaneng Gansu Jinchang New Energy Power Generation | 38.3223 | 101.9674 | L100000803280 | G100000803786 | https://www.gem.wiki/Gansu_Jinchuan_Huaneng_solar_farm | Global Solar Power Tracker - February 2026 |  | 不适用 | 运行参数继承参考Generators_data.csv的风电/光伏设定
1012 | GS | 2 | 甘肃 | Jinchang | Jinchuan District | 法电优能（金昌）新能源有限公司金川区金武公路100MW光伏发电项目 | Gansu Jinchuan Jinchang - Wuwei Highway (EdF) solar farm | -- | 光伏 | PV | 100 | operating | 2024 | EdF Youneng (Jinchang) New Energy Co Ltd |  | 38.4670 | 102.4290 | L100001007572 | G100001008739 | https://www.gem.wiki/Gansu_Jinchuan_Jinchang_-_Wuwei_Highway_(EdF)_solar_farm | Global Solar Power Tracker - February 2026 |  | 不适用 | 运行参数继承参考Generators_data.csv的风电/光伏设定
1013 | GS | 2 | 甘肃 | Jinchang | Jinchuan District | 金晚能集团川区金武公路100兆瓦光伏发电项目 | Gansu Jinchuan Jinwugonglu (Anhui Energy) solar farm | -- | 光伏 | PV | 100 | operating | 2023 | Jinchang Yongrui New Energy CO LTD Co Ltd | Jinchang Yongrui New Energy CO LTD | 38.4671 | 102.4131 | L100001000267 | G100001000483 | https://www.gem.wiki/Gansu_Jinchuan_Jinwugonglu_(Anhui_Energy)_solar_farm | Global Solar Power Tracker - February 2026 |  | 不适用 | 运行参数继承参考Generators_data.csv的风电/光伏设定
1014 | GS | 2 | 甘肃 | Jinchang | Jinchuan District | 华能金昌光伏发电有限公司金武公路三期50兆瓦光伏发电项目 | Gansu Jinchuan Jinwugonglu (Huaneng) solar farm | 3 | 光伏 | PV | 50 | operating | 2022 | Huaneng Gansu Engery Development Co Ltd [100%] | Huaneng Jinchang Photovoltaic Power Generation | 38.5202 | 102.1926 | L100000809285 | G100000811639 | https://www.gem.wiki/Gansu_Jinchuan_Jinwugonglu_(Huaneng)_solar_farm | Global Solar Power Tracker - February 2026 |  | 不适用 | 运行参数继承参考Generators_data.csv的风电/光伏设定
1015 | GS | 2 | 甘肃 | Jinchang | Jinchuan District | 甘肃陇昌 20MW 项目 | Gansu Jinchuan Ningyuanbao (Longchang) solar farm | -- | 光伏 | PV | 20 | operating |  | Jinko Power Co Ltd [100%] | Gansu Longchang Photovoltaic Power | 38.4802 | 102.2001 | L100000809286 | G100000811640 | https://www.gem.wiki/Gansu_Jinchuan_Ningyuanbao_(Longchang)_solar_farm | Global Solar Power Tracker - February 2026 |  | 不适用 | 运行参数继承参考Generators_data.csv的风电/光伏设定
1016 | GS | 2 | 甘肃 | Jinchang | Jinchuan District | 华能金昌光伏发电有限公司金川区双湾200兆瓦并网光伏发电项目 | Gansu Jinchuan Shuangwan (Huaneng) solar farm | -- | 光伏 | PV | 200 | operating | 2023 | Huaneng Jinchang Photovoltaic Power Generation Co Ltd |  | 38.4961 | 102.3484 | L100001007571 | G100001008737 | https://www.gem.wiki/Gansu_Jinchuan_Shuangwan_(Huaneng)_solar_farm | Global Solar Power Tracker - February 2026 |  | 不适用 | 运行参数继承参考Generators_data.csv的风电/光伏设定
1017 | GS | 2 | 甘肃 | Jinchang | Jinchuan District | 广东能源集团甘肃金昌市洁源沐津新能源有限公司金川区西坡光伏产业园100兆瓦光伏发电项目 | Gansu Jinchuan Xipo (Guangdong Energy Jieyuan) solar farm | -- | 光伏 | PV | 100 | operating | 2023 | Guangdong Energy Group Gansu Jinchang Jieyuan Mujin New Energy Co Ltd |  | 38.7540 | 102.1290 | L100001020452 | G100001023312 | https://www.gem.wiki/Gansu_Jinchuan_Xipo_(Guangdong_Energy_Jieyuan)_solar_farm | Global Solar Power Tracker - February 2026 |  | 不适用 | 运行参数继承参考Generators_data.csv的风电/光伏设定
1018 | GS | 2 | 甘肃 | Jinchang | Jinchuan District |  | Gansu Jinchuan Xipo Photovoltaic Park (Guangdong Energy Muhong) solar farm | -- | 光伏 | PV | 100 | operating | 2023 |  | Guangdong Energy Group Gansu Jinchang Muhong New Energy | 38.5979 | 102.1146 | L100001000282 | G100001000497 | https://www.gem.wiki/Gansu_Jinchuan_Xipo_Photovoltaic_Park_(Guangdong_Energy_Muhong)_solar_farm | Global Solar Power Tracker - February 2026 |  | 不适用 | 运行参数继承参考Generators_data.csv的风电/光伏设定
1019 | GS | 2 | 甘肃 | Pingliang | Jingning | 静宁天光时代新能源有限公司分布式光伏发电项目 4 | Gansu Jingning Tianguang Times New Energy solar project I | -- | 光伏 | Assumed PV | 1 | operating |  |  |  | 35.4159 | 105.6926 | L100001075432 | G100001085220 | https://www.gem.wiki/Gansu_Jingning_Tianguang_Times_New_Energy_solar_project_I | Global Solar Power Tracker - February 2026 |  | 不适用 | 运行参数继承参考Generators_data.csv的风电/光伏设定
1020 | GS | 2 | 甘肃 | Pingliang | Jingning | 静宁天光时代新能源有限公司分布式光伏发电项目 3 | Gansu Jingning Tianguang Times New Energy solar project II | -- | 光伏 | Assumed PV | 1 | operating |  |  |  | 35.4159 | 105.6926 | L100001075433 | G100001085221 | https://www.gem.wiki/Gansu_Jingning_Tianguang_Times_New_Energy_solar_project_II | Global Solar Power Tracker - February 2026 |  | 不适用 | 运行参数继承参考Generators_data.csv的风电/光伏设定
1021 | GS | 2 | 甘肃 | Baiyin | Jingtai | 景泰金戈壁41.377兆瓦光伏扶贫电站 | Gansu Jingtai Poverty Alleviation solar project | -- | 光伏 | PV | 41.4 | operating | 2019 | Jingtai Jingobi Agricultural Development Co Ltd [100%] |  | 37.5474 | 103.9041 | L100000826781 | G100000830180 | https://www.gem.wiki/Gansu_Jingtai_Poverty_Alleviation_solar_project | Global Solar Power Tracker - February 2026 |  | 不适用 | 运行参数继承参考Generators_data.csv的风电/光伏设定
1022 | GS | 2 | 甘肃 | Baiyin | Jingtai | 山东能源“陇电入鲁”配套白银新能源基地景泰上沙沃富民200MW光伏发电项目, 山东能源“陇电入鲁”配套白银新能源基地景泰上沙沃富民200MW光伏发电项目 | Gansu Jingtai Shandong Energy Power Export solar farms | Shangshawo Fumin | 光伏 | PV | 200 | operating | 2025 | Shandong Energy Group Jingtai Lusheng New Energy Co Ltd |  | 37.4510 | 103.9680 | L100001025915 | G100001031061 | https://www.gem.wiki/Gansu_Jingtai_Shandong_Energy_Power_Export_solar_farms | Global Solar Power Tracker - February 2026 |  | 不适用 | 运行参数继承参考Generators_data.csv的风电/光伏设定
1023 | GS | 2 | 甘肃 | Baiyin | Jingtai | 山东能源“陇电入鲁”配套白银新能源基地景泰寺滩东150MW光伏发电项目, 山东能源“陇电入鲁”配套白银新能源基地景泰上沙沃富民200MW光伏发电项目 | Gansu Jingtai Shandong Energy Power Export solar farms | Sitandong | 光伏 | PV | 150 | operating | 2025 | Shandong Energy Group Jingtai Lusheng New Energy Co Ltd |  | 37.2480 | 103.8720 | L100001025915 | G100001031062 | https://www.gem.wiki/Gansu_Jingtai_Shandong_Energy_Power_Export_solar_farms | Global Solar Power Tracker - February 2026 |  | 不适用 | 运行参数继承参考Generators_data.csv的风电/光伏设定
1024 | GS | 2 | 甘肃 | Baiyin | Jingtai | 山东发展投资（景泰）B区段家井50MW光伏项目 | Gansu Jingtai Shandong Power Export solar farms | Area B Phase 1 Duanjiajing | 光伏 | PV | 50 | operating | 2024 | Shandong Green Energy Investment Co Ltd [70%]; Shandong Guohua Era Investment Development Co Ltd [15%]; State Power Investment Group Shandong Energy Development Co Ltd [15%] | Baiyin Jingtai Longlu Development New Energy | 37.3446 | 104.0093 | L100000809289 | G100001022516 | https://www.gem.wiki/Gansu_Jingtai_Shandong_Development_Power_Export_solar_farms | Global Solar Power Tracker - February 2026 |  | 不适用 | 运行参数继承参考Generators_data.csv的风电/光伏设定
1025 | GS | 2 | 甘肃 | Baiyin | Jingtai | 山东发展投资（景泰）B区寺滩北150兆瓦光伏项目 | Gansu Jingtai Shandong Power Export solar farms | Area B Phase 1 Sitanbei | 光伏 | PV | 150 | operating | 2024 | Shandong Green Energy Investment Co Ltd [70%]; Shandong Guohua Era Investment Development Co Ltd [15%]; State Power Investment Group Shandong Energy Development Co Ltd [15%] | Baiyin Jingtai Longlu Development New Energy | 37.1660 | 104.1458 | L100000809289 | G100001022514 | https://www.gem.wiki/Gansu_Jingtai_Shandong_Development_Power_Export_solar_farms | Global Solar Power Tracker - February 2026 |  | 不适用 | 运行参数继承参考Generators_data.csv的风电/光伏设定
1026 | GS | 2 | 甘肃 | Baiyin | Jingtai | 山东发展投资（景泰）B区芦阳50MW光伏项目 | Gansu Jingtai Shandong Power Export solar farms | Area B Phase 2 Luyang | 光伏 | PV | 50 | operating | 2024 | Shandong Green Energy Investment Co Ltd [70%]; Shandong Guohua Era Investment Development Co Ltd [15%]; State Power Investment Group Shandong Energy Development Co Ltd [15%] | Baiyin Jingtai Longlu Development New Energy | 37.1414 | 104.1586 | L100000809289 | G100001022519 | https://www.gem.wiki/Gansu_Jingtai_Shandong_Development_Power_Export_solar_farms | Global Solar Power Tracker - February 2026 |  | 不适用 | 运行参数继承参考Generators_data.csv的风电/光伏设定
1027 | GS | 2 | 甘肃 | Baiyin | Jingtai | 山东发展投资（景泰）B区五佛150MW光伏项目 | Gansu Jingtai Shandong Power Export solar farms | Area B Phase 2 Wufo | 光伏 | PV | 150 | operating |  | Shandong Green Energy Investment Co Ltd [70%]; Shandong Guohua Era Investment Development Co Ltd [15%]; State Power Investment Group Shandong Energy Development Co Ltd [15%] | Baiyin Jingtai Longlu Development New Energy | 37.1730 | 104.2940 | L100000809289 | G100001022520 | https://www.gem.wiki/Gansu_Jingtai_Shandong_Development_Power_Export_solar_farms | Global Solar Power Tracker - February 2026 |  | 不适用 | 运行参数继承参考Generators_data.csv的风电/光伏设定
1028 | GS | 2 | 甘肃 | Baiyin | Jingtai | 国家电投山东公司投资建设的“陇电入鲁”景泰E区一期光伏项目 （山东发东发展投资(景泰) E 区35万千瓦光伏项目） | Gansu Jingtai Shandong Power Export solar farms | Area E 1, 3 | 光伏 | PV | 150 | operating | 2025 | Baiyin Shanfa New Energy Co Ltd |  | 37.2050 | 104.3240 | L100000809289 | G100001023773 | https://www.gem.wiki/Gansu_Jingtai_Shandong_Development_Power_Export_solar_farms | Global Solar Power Tracker - February 2026 |  | 不适用 | 运行参数继承参考Generators_data.csv的风电/光伏设定
1029 | GS | 2 | 甘肃 | Baiyin | Jingtai | 国家电投山东公司投资建设的“陇电入鲁”景泰E区二期20万千瓦光伏项目 | Gansu Jingtai Shandong Power Export solar farms | Area E2 | 光伏 | PV | 200 | operating | 2025 |  |  | 37.2050 | 104.3240 | L100000809289 | G100001090846 | https://www.gem.wiki/Gansu_Jingtai_Shandong_Development_Power_Export_solar_farms | Global Solar Power Tracker - February 2026 |  | 不适用 | 运行参数继承参考Generators_data.csv的风电/光伏设定
1030 | GS | 2 | 甘肃 | Baiyin | Jingtai | 甘肃景泰上沙沃驼水4.5万千瓦牧光互补光伏发电项目 | Gansu Jingtai Shangshawo Tuoshui Pastoral solar farm | -- | 光伏 | PV | 45 | operating | 2025 | Gansu Highway Aviation Tourism Investment Group Co Ltd |  | 37.3880 | 104.0080 | L100001047390 | G100001053933 | https://www.gem.wiki/Gansu_Jingtai_Shangshawo_Tuoshui_Pastoral_solar_farm | Global Solar Power Tracker - February 2026 |  | 不适用 | 运行参数继承参考Generators_data.csv的风电/光伏设定
1031 | GS | 2 | 甘肃 | Baiyin | Jingtai | 景泰县矩阵新能源有限公司北京高盈景泰49.5兆瓦并网光伏发电项目一期30.5兆瓦工程 | Gansu Jingtai Shangshawozhen solar farm | 1 | 光伏 | PV | 30 | operating | 2016 | Wuxi Dongyi Photoelectric Technology Co Ltd [100%] | Jingtai Matrix New Energy | 37.3780 | 104.0070 | L100000802892 | G100000803373 | https://www.gem.wiki/Gansu_Jingtai_Shangshawozhen_solar_farm | Global Solar Power Tracker - February 2026 |  | 不适用 | 运行参数继承参考Generators_data.csv的风电/光伏设定
1032 | GS | 2 | 甘肃 | Baiyin | Jingtai | 协鑫景泰县200MW渔光储互补光伏发电项目 | Gansu Jingtai Xiexin Fisheries solar power plant | 1 | 光伏 | PV | 50 | operating | 2025 | Xian Xieneng Xinxin Renewable Energy Co Ltd [100%] | Jingtai County Xinjing New Energy Development | 37.3608 | 104.0594 | L100000809295 | G100000811650 | https://www.gem.wiki/Gansu_Jingtai_Xiexin_Fisheries_solar_power_plant | Global Solar Power Tracker - February 2026 |  | 不适用 | 运行参数继承参考Generators_data.csv的风电/光伏设定
1033 | GS | 2 | 甘肃 | Dingxi | Jingyuan | 中电建（靖远）新能源有限公司甘肃靖远县10万千瓦光伏发电项目 | Gansu Jingyuan (China Power Construction) solar farm | -- | 光伏 | PV | 100 | operating |  | China Power Cnstruction (Jingyuan) Co Ltd |  | 37.0276 | 104.8988 | L100001061487 | G100001070447 | https://www.gem.wiki/Gansu_Jingyuan_(China_Power_Construction)__solar_farm | Global Solar Power Tracker - February 2026 |  | 不适用 | 运行参数继承参考Generators_data.csv的风电/光伏设定
1034 | GS | 2 | 甘肃 | Baiyin | Jingyuan | 山东发展投资（靖远）B区20万千瓦光伏项目 | Gansu Jingyuan (Shandong Development) Power Export solar farms | -- | 光伏 | PV | 100 | operating | 2025 | Shandong Development Investment Holding Group Co Ltd; State Power Investment Shandong Energy Development Co Ltd | Jingyuan Shandong Development Investment New Energy | 37.1564 | 104.6472 | L100001063567 | G100001073064 | https://www.gem.wiki/Gansu_Jingyuan_(Shandong_Development)_Power_Export_solar_farms | Global Solar Power Tracker - February 2026 |  | 不适用 | 运行参数继承参考Generators_data.csv的风电/光伏设定
1035 | GS | 2 | 甘肃 | Baiyin | Jingyuan | 甘肃亿维天昱靖远北滩50兆瓦光伏发电项目 | Gansu Jingyuan Beitan (Yiwei Tianyu) solar farm | -- | 光伏 | PV | 50 | operating | 2021 | Gansu Yiwei Tianyu New Energy Technology Co Ltd [100%] | Gansu Yiwei Tianyu New Energy Technology | 37.0078 | 104.8416 | L100000809296 | G100000811651 | https://www.gem.wiki/Gansu_Jingyuan_Beitan_(Yiwei_Tianyu)_solar_farm | Global Solar Power Tracker - February 2026 |  | 不适用 | 运行参数继承参考Generators_data.csv的风电/光伏设定
1036 | GS | 2 | 甘肃 | Baiyin | Jingyuan | 山东能源“陇电入鲁”配套白银新能源基地靖远北滩100MW光伏发电项目 | Gansu Jingyuan Shandong Energy Power Export solar farms | Beitan | 光伏 | PV | 100 | operating | 2025 | Shandong Energy Group Jingyuan Shenglu New Energy Co Ltd |  | 37.0280 | 104.7520 | L100001020813 | G100001023763 | https://www.gem.wiki/Gansu_Jingyuan_Shandong_Development_Power_Export_solar_farms | Global Solar Power Tracker - February 2026 |  | 不适用 | 运行参数继承参考Generators_data.csv的风电/光伏设定
1037 | GS | 2 | 甘肃 |  |  | 甘肃锦世化工有限责任公司35KV光伏发电 | Gansu Jinshi Chemical I solar project | -- | 光伏 | PV | 6 | operating | 2015 |  |  | 38.0000 | 102.0000 | L100001011625 | G100001013001 | https://www.gem.wiki/Gansu_Jinshi_Chemical_I_solar_project | Global Solar Power Tracker - February 2026 |  | 不适用 | 运行参数继承参考Generators_data.csv的风电/光伏设定
1038 | GS | 2 | 甘肃 |  |  | 甘肃锦世化工有限责任公司6兆瓦分布式光伏发电项目 | Gansu Jinshi Chemical II solar project | -- | 光伏 | PV | 6 | operating | 2015 |  |  | 38.0000 | 102.0000 | L100001011626 | G100001013002 | https://www.gem.wiki/Gansu_Jinshi_Chemical_II_solar_project | Global Solar Power Tracker - February 2026 |  | 不适用 | 运行参数继承参考Generators_data.csv的风电/光伏设定
1039 | GS | 2 | 甘肃 | Zhangye | Minle | 甘肃锦世化工张掖民乐光伏并网发电项目9.0MW发电工程 | Gansu Jinshi Chemical Zhangye solar project | -- | 光伏 | PV | 9 | operating | 2013 |  |  | 38.5050 | 100.7637 | L100001011627 | G100001013003 | https://www.gem.wiki/Gansu_Jinshi_Chemical_Zhangye_solar_project | Global Solar Power Tracker - February 2026 |  | 不适用 | 运行参数继承参考Generators_data.csv的风电/光伏设定
1040 | GS | 2 | 甘肃 | Jiuquan | Jinta | 中国电建金塔300兆瓦光伏并网发电项目 | Gansu Jinta (China Power Construction) solar farm | -- | 光伏 | PV | 300 | operating | 2023 | Power Construction Corporation of China Ltd [100%] | Jinta China Power Construction Power Generation | 39.9650 | 98.9840 | L100000827895 | G100000831472 | https://www.gem.wiki/Gansu_Jinta_(China_Power_Construction)_solar_farm | Global Solar Power Tracker - February 2026 |  | 不适用 | 运行参数继承参考Generators_data.csv的风电/光伏设定
1041 | GS | 2 | 甘肃 | Jiuquan | Jinta | 酒钢金塔白水泉一期200兆瓦光伏, 酒钢集团智慧电网及新能源就地消纳示范项目 | Gansu Jinta Baishuiquan Jiuquan Steel solar power plant | 1 | 光伏 | PV | 200 | operating | 2022 | Jiuquan Iron and Steel (Group) Co Ltd [100%] | Jiayuguan Hongcheng Power and Heat | 39.9865 | 98.9029 | L100000809298 | G100000811653 | https://www.gem.wiki/Gansu_Jinta_Baishuiquan_Jiuquan_Steel_solar_power_plant | Global Solar Power Tracker - February 2026 |  | 不适用 | 运行参数继承参考Generators_data.csv的风电/光伏设定
1042 | GS | 2 | 甘肃 | Jiuquan | Jinta | 酒钢金塔白水泉二期400兆瓦光伏, 酒钢集团智慧电网及新能源就地消纳示范项目 | Gansu Jinta Baishuiquan Jiuquan Steel solar power plant | 2 | 光伏 | PV | 400 | operating | 2024 | Jiuquan Iron and Steel (Group) Co Ltd [100%] | Jiayuguan Hongcheng Power and Heat | 39.9865 | 98.9029 | L100000809298 | G100000811654 | https://www.gem.wiki/Gansu_Jinta_Baishuiquan_Jiuquan_Steel_solar_power_plant | Global Solar Power Tracker - February 2026 |  | 不适用 | 运行参数继承参考Generators_data.csv的风电/光伏设定
1043 | GS | 2 | 甘肃 | Jiuquan | Jinta | 金塔昊明300兆瓦太阳能发电项目 | Gansu Jinta Haoming solar power plant | 1 | 光伏 | PV | 100 | operating | 2021 | Ouhao New Energy Power (Gansu) Co Ltd [100%] | Jinta Haoming New Energy Power | 39.9849 | 98.9710 | L100000809299 | G100000811655 | https://www.gem.wiki/Gansu_Jinta_Haoming_solar_power_plant | Global Solar Power Tracker - February 2026 |  | 不适用 | 运行参数继承参考Generators_data.csv的风电/光伏设定
1044 | GS | 2 | 甘肃 | Jiuquan | Jinta | 金塔昊明300兆瓦太阳能发电项目二期 | Gansu Jinta Haoming solar power plant | 2 | 光伏 | PV | 200 | operating | 2023 | Ouhao New Energy Power (Gansu) Co Ltd [100%] | Jinta Haoming New Energy Power | 39.9849 | 98.9710 | L100000809299 | G100000811656 | https://www.gem.wiki/Gansu_Jinta_Haoming_solar_power_plant | Global Solar Power Tracker - February 2026 |  | 不适用 | 运行参数继承参考Generators_data.csv的风电/光伏设定
1045 | GS | 2 | 甘肃 | Jiuquan | Jinta | 恒远（金塔）金太阳电力有限公司30兆瓦光伏并网发电项目 | Gansu Jinta Hengyuan solar farm | -- | 光伏 | PV | 30 | operating | 2017 | Gansu Huajie Electric Power Installation Engineering Co Ltd [100%] | Hengyuan (Jinta) Golden Sun Power | 39.9631 | 98.9548 | L100000802901 | G100000803384 | https://www.gem.wiki/Gansu_Jinta_Hengyuan_solar_farm | Global Solar Power Tracker - February 2026 |  | 不适用 | 运行参数继承参考Generators_data.csv的风电/光伏设定
1046 | GS | 2 | 甘肃 | Jiuquan | Jinta | 金塔县晶能49兆瓦光伏发电项目 | Gansu Jinta Hongliuwa Jingneng solar farm | -- | 光伏 | PV | 49 | operating | 2020 | Jinko Power Co Ltd [100%] |  | 39.9850 | 98.9732 | L100000826782 | G100000830181 | https://www.gem.wiki/Gansu_Jinta_Hongliuwa_Jingneng_solar_farm | Global Solar Power Tracker - February 2026 |  | 不适用 | 运行参数继承参考Generators_data.csv的风电/光伏设定
1047 | GS | 2 | 甘肃 | Jiuquan | Jinta | 金塔县粤水电新能源有限公司80兆瓦光伏并网发电项目 | Gansu Jinta Hongliuwa Yueshuidian solar farm | -- | 光伏 | PV | 80 | operating | 2017 | Xinjiang Yue Hydropower Energy Co Ltd [100%] | Jinta Yueshui New Energy | 39.9849 | 98.9710 | L100000802896 | G100000803378 | https://www.gem.wiki/Gansu_Jinta_Hongliuwa_Yueshuidian_solar_farm | Global Solar Power Tracker - February 2026 |  | 不适用 | 运行参数继承参考Generators_data.csv的风电/光伏设定
1048 | GS | 2 | 甘肃 | Jiuquan | Jinta | 金塔汇升100兆瓦光伏项目 | Gansu Jinta Huisheng solar farm | 1 | 光伏 | PV | 100 | operating | 2024 | China Nuclear Huineng Co Ltd [100%] | Jinta Huisheng New Energy | 39.9850 | 98.9730 | L100000809300 | G100000830182 | https://www.gem.wiki/Gansu_Jinta_Huisheng_solar_farm | Global Solar Power Tracker - February 2026 |  | 不适用 | 运行参数继承参考Generators_data.csv的风电/光伏设定
1049 | GS | 2 | 甘肃 | Jiuquan | Jinta | 金塔汇升新能源有限公司800兆瓦光伏发电项目 | Gansu Jinta Huisheng solar farm | 2 | 光伏 | PV | 500 | operating | 2024 | China Nuclear Huineng Co Ltd [100%] | Jinta Huisheng New Energy | 39.9849 | 98.9710 | L100000809300 | G100000811657 | https://www.gem.wiki/Gansu_Jinta_Huisheng_solar_farm | Global Solar Power Tracker - February 2026 |  | 不适用 | 运行参数继承参考Generators_data.csv的风电/光伏设定
1050 | GS | 2 | 甘肃 | Jiuquan | Jinta | 金塔竞日新能源有限公司60兆瓦光伏并网发电项目 | Gansu Jinta Jingri solar farm | -- | 光伏 | PV | 60 | operating | 2018 | State Power Investment Group Gansu New Energy Co Ltd [100%] | Jinta Jingri New Energy | 39.9573 | 98.9257 | L100000802907 | G100000803390 | https://www.gem.wiki/Gansu_Jinta_Jingri_solar_farm | Global Solar Power Tracker - February 2026 |  | 不适用 | 运行参数继承参考Generators_data.csv的风电/光伏设定
1051 | GS | 2 | 甘肃 | Jiuquan | Jinta | 晶科科技金塔200MW光伏 | Gansu Jinta Photovoltaic Base Jinko solar power plant | -- | 光伏 | PV | 200 | operating | 2023 | Jiuquan Jinko Power Co Ltd [100%] | Jinta County Jingliang New Energy | 39.9849 | 98.9710 | L100000809301 | G100000811658 | https://www.gem.wiki/Gansu_Jinta_Photovoltaic_Base_Jinko_solar_power_plant | Global Solar Power Tracker - February 2026 |  | 不适用 | 运行参数继承参考Generators_data.csv的风电/光伏设定
1052 | GS | 2 | 甘肃 | Jiuquan | Jinta | 金塔中光太阳能“10万千瓦光热+60万千瓦光伏”项目光伏部分 | Gansu Jinta Zhongguang solar power plant | Photovoltaic | 光伏 | PV | 600 | operating | 2025 | Jinta Kesheng Solar Power Generation Co Ltd [100%] | Jinta Zhongguang Solar Energy Power Generation | 39.9865 | 98.9029 | L100000809302 | G100000811659 | https://www.gem.wiki/Gansu_Jinta_Zhongguang_solar_power_plant | Global Solar Power Tracker - February 2026 |  | 不适用 | 运行参数继承参考Generators_data.csv的风电/光伏设定
1053 | GS | 2 | 甘肃 | Jiuquan | Jinta | 金塔中光太阳能“10万千瓦光热+60万千瓦光伏”项目光热部分 | Gansu Jinta Zhongguang solar power plant | Solar Thermal | 光伏 | Solar Thermal | 100 | operating | 2025 | Jinta Kesheng Solar Power Generation Co Ltd [100%] | Jinta Zhongguang Solar Energy Power Generation | 39.9861 | 98.8950 | L100000809302 | G100000811660 | https://www.gem.wiki/Gansu_Jinta_Zhongguang_solar_power_plant | Global Solar Power Tracker - February 2026 |  | 不适用 | 运行参数继承参考Generators_data.csv的风电/光伏设定
1054 | GS | 2 | 甘肃 | Jiuquan | Guazhou | 甘肃中广核风力发电有限公司3万千瓦光伏项目 | Gansu Jiuquan CGN solar farm | -- | 光伏 | PV | 30 | operating | 2023 | CGN Wind Power Company Limited [75%]; China Guangdong Nuclear Power Co. Ltd. [25%] | Gansu China Guangdong Nuclear Power Co. Ltd. | 40.5187 | 95.7810 | L100000802326 | G100000802786 | https://www.gem.wiki/Gansu_Jiuquan_CGN_solar_farm | Global Solar Power Tracker - February 2026 |  | 不适用 | 运行参数继承参考Generators_data.csv的风电/光伏设定
1055 | GS | 2 | 甘肃 | Jiuquan | Jinta | 正泰光伏发电公司酒泉金塔并网光伏 40MWp发电工程 | Gansu Jiuquan Jinta Chint solar farm | -- | 光伏 | PV | 40 | operating | 2012 | Zhejiang Chint New Energy Development Co Ltd [100%] | Jinta Chint Photovoltaic Power Generation | 39.9749 | 98.9230 | L100000802377 | G100000802840 | https://www.gem.wiki/Gansu_Jiuquan_Jinta_Chint_solar_farm | Global Solar Power Tracker - February 2026 |  | 不适用 | 运行参数继承参考Generators_data.csv的风电/光伏设定
1056 | GS | 2 | 甘肃 | Jiuquan | Suzhou District | 中节能肃州区 25 兆瓦并网光伏发电项目 | Gansu Jiuquan Suzhou District CECEP 25MW solar farm | -- | 光伏 | PV | 25 | operating | 2020 | CECEP Solar Energy Technology Co Ltd [100%] | CECEP Solar Energy (Gansu) Technology | 39.5969 | 98.5792 | L100000803133 | G100000803626 | https://www.gem.wiki/Gansu_Jiuquan_Suzhou_District_CECEP_25MW_solar_farm | Global Solar Power Tracker - February 2026 |  | 不适用 | 运行参数继承参考Generators_data.csv的风电/光伏设定
1057 | GS | 2 | 甘肃 | Jiuquan | Suzhou District | 中节能肃州区 49 兆瓦并网光伏发电项目 | Gansu Jiuquan Suzhou District CECEP 49MW solar farm | -- | 光伏 | PV | 49 | operating | 2020 | CECEP Solar Energy Technology Co Ltd [100%] | CECEP Solar Energy (Gansu) Technology | 39.5969 | 98.5792 | L100000803134 | G100000803627 | https://www.gem.wiki/Gansu_Jiuquan_Suzhou_District_CECEP_49MW_solar_farm | Global Solar Power Tracker - February 2026 |  | 不适用 | 运行参数继承参考Generators_data.csv的风电/光伏设定
1058 | GS | 2 | 甘肃 | Linxia AP | Kangle | 华能甘肃公司康乐县“十四五”光伏发电（第一期）项目 | Gansu Kangle (Huaneng) solar farm | -- | 光伏 | PV | 20 | operating | 2023 | Huaneng Gansu Energy Development Co Ltd [100%] |  | 35.3382 | 103.5527 | L100000827898 | G100000831475 | https://www.gem.wiki/Gansu_Kangle_(Huaneng)_solar_farm | Global Solar Power Tracker - February 2026 |  | 不适用 | 运行参数继承参考Generators_data.csv的风电/光伏设定
1059 | GS | 2 | 甘肃 | Pingliang | Kongtong District | 平凉海螺水泥光伏发电项目 | Gansu Kongtong Pingliang Conch Cement solar project | -- | 光伏 | Assumed PV | 4.1 | operating |  |  |  | 35.4817 | 106.7745 | L100001075435 | G100001085223 | https://www.gem.wiki/Gansu_Kongtong_Pingliang_Conch_Cement_solar_project | Global Solar Power Tracker - February 2026 |  | 不适用 | 运行参数继承参考Generators_data.csv的风电/光伏设定
1060 | GS | 2 | 甘肃 | Pingliang | Kongtong District | 平凉海螺 3.66MW 分布式光伏发电项目 | Gansu Kongtong Pingliang Conch solar project | -- | 光伏 | Assumed PV | 3.7 | operating |  |  |  | 35.4817 | 106.7745 | L100001075434 | G100001085222 | https://www.gem.wiki/Gansu_Kongtong_Pingliang_Conch_solar_project | Global Solar Power Tracker - February 2026 |  | 不适用 | 运行参数继承参考Generators_data.csv的风电/光伏设定
1061 | GS | 2 | 甘肃 | Lanzhou | New District |  | Gansu Lanzhou New District (Guangdong Hydro) solar farm | 1 | 光伏 | PV | 100 | operating | 2025 | Lanzhou Guangdong Hydro Energy Co Ltd |  | 36.7650 | 103.6570 | L100001046010 | G100001051882 | https://www.gem.wiki/Gansu_Lanzhou_New_District_(Guangdong_Hydro)_solar_farm | Global Solar Power Tracker - February 2026 |  | 不适用 | 运行参数继承参考Generators_data.csv的风电/光伏设定
1062 | GS | 2 | 甘肃 | Longnan | Liangdan | 香泉电站 | Gansu Liangdan Xiangquan Power Station solar project | -- | 光伏 | Assumed PV | 6 | operating |  |  |  | 33.5364 | 105.3514 | L100001075431 | G100001085219 | https://www.gem.wiki/Gansu_Liangdan_Xiangquan_Power_Station_solar_project | Global Solar Power Tracker - February 2026 |  | 不适用 | 运行参数继承参考Generators_data.csv的风电/光伏设定
1063 | GS | 2 | 甘肃 | Wuwei | Liangzhou District | 中节能凉州区100兆瓦并网光伏发电项目 | Gansu Liangzhou Cecep solar farm | -- | 光伏 | PV | 100 | operating | 2014 | CECEP Solar Energy Technology Co Ltd [100%] | CECEP Gansu Wuwei Solar Power Generation | 38.3866 | 102.8389 | L100000827901 | G100000831478 | https://www.gem.wiki/Gansu_Liangzhou_Cecep_solar_farm | Global Solar Power Tracker - February 2026 |  | 不适用 | 运行参数继承参考Generators_data.csv的风电/光伏设定
1064 | GS | 2 | 甘肃 | Wuwei | Liangzhou District | 甘肃公司甘肃国能武威市“十四五”第二批凉州区九墩滩100兆瓦光伏发电项目 | Gansu Liangzhou Desert Control (China Energy Investment) solar farm | -- | 光伏 | PV | 100 | operating | 2025 | China Energy Investment Group Gansu Power Co Ltd [100%] | China Energy Investment (Wuwei) New Energy | 38.1350 | 102.8280 | L100000827902 | G100000831479 | https://www.gem.wiki/Gansu_Liangzhou_Desert_Control_(China_Energy_Investment)_solar_farm | Global Solar Power Tracker - February 2026 |  | 不适用 | 运行参数继承参考Generators_data.csv的风电/光伏设定
1065 | GS | 2 | 甘肃 | Wuwei | Liangzhou District | 中国电建凉州区20万千瓦光伏治沙项目, 甘肃能源公司民勤县20万千瓦光伏治沙项目 | Gansu Liangzhou Desert Control (China Power Construction) solar farm | -- | 光伏 | PV | 200 | operating | 2023 | China Power Construction Group Gansu Energy Investment Co Ltd [100%] | China Power Construction Wuwei New Energy Development | 38.1350 | 102.8280 | L100000827903 | G100000831480 | https://www.gem.wiki/Gansu_Liangzhou_Desert_Control_(China_Power_Construction)_solar_farm | Global Solar Power Tracker - February 2026 |  | 不适用 | 运行参数继承参考Generators_data.csv的风电/光伏设定
1066 | GS | 2 | 甘肃 | Wuwei | Liangzhou District | 甘肃电投辰旭太阳能发电公司武威凉州并网光伏 40MWp 发电工程 | Gansu Liangzhou Fengle Chenxu solar farm | -- | 光伏 | PV | 40 | operating | 2013 | Gansu Jiuquan Huineng Wind Power Development Co Ltd [100%] | Gansu Power Investment Chenxu Liangzhou Solar Power Generation | 38.1014 | 102.3144 | L100000802379 | G100000802843 | https://www.gem.wiki/Gansu_Liangzhou_Fengle_Chenxu_solar_farm | Global Solar Power Tracker - February 2026 |  | 不适用 | 运行参数继承参考Generators_data.csv的风电/光伏设定
1067 | GS | 2 | 甘肃 | Wuwei | Liangzhou District | 甘肃电投凉州九墩滩50兆瓦光伏项目 | Gansu Liangzhou Jiuduntan (Gansu Power Investment) solar farm | -- | 光伏 | PV | 50 | operating | 2023 | Gansu Power Investment Group Co Ltd [100%] | Gansu Jiuquan Huineng Windpower Development | 38.1230 | 102.8390 | L100000827904 | G100000831481 | https://www.gem.wiki/Gansu_Liangzhou_Jiuduntan_(Gansu_Power_Investment)_solar_farm | Global Solar Power Tracker - February 2026 |  | 不适用 | 运行参数继承参考Generators_data.csv的风电/光伏设定
1068 | GS | 2 | 甘肃 | Wuwei | Liangzhou District | 特变电工凉州区九墩滩光伏项目 | Gansu Liangzhou Jiuduntan (TBEA) solar farm | -- | 光伏 | PV | 150 | operating | 2023 | TBEA Xinjiang Energy Co Ltd [100%] | Wuwei Wucheng New Energy Technology | 38.1270 | 102.8380 | L100000827908 | G100000831485 | https://www.gem.wiki/Gansu_Liangzhou_Jiuduntan_(TBEA)_solar_farm | Global Solar Power Tracker - February 2026 |  | 不适用 | 运行参数继承参考Generators_data.csv的风电/光伏设定
1069 | GS | 2 | 甘肃 | Wuwei | Liangzhou District | 中电光伏发电公司武威凉州并网光伏 30MWp发电工程 | Gansu Liangzhou Lefeng Zhongdian solar farm | -- | 光伏 | PV | 30 | operating | 2014 | China Power (New Energy) Holdings Co Ltd [51%]; China Power International New Energy Holding Ltd [49%] | Gansu Zhongdian Wuwei Photovoltaic Power Generation | 38.1035 | 102.3263 | L100000802375 | G100000802838 | https://www.gem.wiki/Gansu_Liangzhou_Lefeng_Zhongdian_solar_farm | Global Solar Power Tracker - February 2026 |  | 不适用 | 运行参数继承参考Generators_data.csv的风电/光伏设定
1070 | GS | 2 | 甘肃 | Wuwei | Liangzhou District | 中电光伏发电公司武威凉州并网光伏特许权20MWp 发电工程 | Gansu Liangzhou Lefeng Zhongdian Special Permit solar farm | -- | 光伏 | PV | 20 | operating | 2014 | China Power (New Energy) Holdings Co Ltd [51%]; China Power International New Energy Holding Ltd [49%] | Gansu Zhongdian Wuwei Photovoltaic Power Generation | 38.1035 | 102.3263 | L100000802376 | G100000802839 | https://www.gem.wiki/Gansu_Liangzhou_Lefeng_Zhongdian_Special_Permit_solar_farm | Global Solar Power Tracker - February 2026 |  | 不适用 | 运行参数继承参考Generators_data.csv的风电/光伏设定
1071 | GS | 2 | 甘肃 | Wuwei | Liangzhou District | 中节能武威凉州南大滩并网光伏20MWp发电工程（二期） | Gansu Liangzhou Nandatan CECEP solar farm | 2 | 光伏 | PV | 20 | operating | 2011 | CECEP Solar Energy Technology Co Ltd [100%] | CECEP Gansu Wuwei Solar Power Generation | 38.1060 | 102.2830 | L100000802340 | G100000802800 | https://www.gem.wiki/Gansu_Liangzhou_Nandatan_CECEP_solar_farm | Global Solar Power Tracker - February 2026 |  | 不适用 | 运行参数继承参考Generators_data.csv的风电/光伏设定
1072 | GS | 2 | 甘肃 | Wuwei | Liangzhou District | 中节能武威三期30MW光伏并网发电项目 | Gansu Liangzhou Nandatan CECEP solar farm | 3 | 光伏 | PV | 30 | operating | 2013 | CECEP Solar Energy Technology Co Ltd [100%] | CECEP Gansu Wuwei Solar Power Generation | 38.0999 | 102.2931 | L100000802340 | G100000802801 | https://www.gem.wiki/Gansu_Liangzhou_Nandatan_CECEP_solar_farm | Global Solar Power Tracker - February 2026 |  | 不适用 | 运行参数继承参考Generators_data.csv的风电/光伏设定
1073 | GS | 2 | 甘肃 | Pingliang | Lingtai | 灵台县一期10万千瓦光伏＋农业复合发电项目 | Gansu Lingtai (Shandong Energy) solar farm | 1 | 光伏 | PV | 100 | operating | 2022 | Shandong Energy Group Co Ltd [100%] | Shandong Energy Group Inner Mongolia Shenglu Nenghua | 35.1473 | 107.4101 | L100000827213 | G100000830678 | https://www.gem.wiki/Shandong_Lingtai_(Shandong_Energy)_solar_farm | Global Solar Power Tracker - February 2026 |  | 不适用 | 运行参数继承参考Generators_data.csv的风电/光伏设定
1074 | GS | 2 | 甘肃 | Gannan AP | Lintan | 临潭天朗新能源科技有限公司 20MWp 光伏电站项目 | Gansu Lintan solar farm | -- | 光伏 | PV | 20 | operating | 2018 |  | Lintan Tianlang New Energy Technology | 34.7107 | 103.3788 | L100000827909 | G100000831486 | https://www.gem.wiki/Gansu_Lintan_solar_farm | Global Solar Power Tracker - February 2026 |  | 不适用 | 运行参数继承参考Generators_data.csv的风电/光伏设定
1075 | GS | 2 | 甘肃 | Dingxi | Lintao | 定西市临洮县村级光伏扶贫电站一期 | Gansu Lintao Poverty Alleviation solar farm | 1 | 光伏 | PV | 36 | operating | 2019 | Lintao Modern Agriculture Investment Development Co Ltd [100%] |  | 35.7370 | 103.7510 | L100000827912 | G100000831489 | https://www.gem.wiki/Gansu_Lintao_Poverty_Alleviation_solar_farm | Global Solar Power Tracker - February 2026 |  | 不适用 | 运行参数继承参考Generators_data.csv的风电/光伏设定
1076 | GS | 2 | 甘肃 | Dingxi | Lintao | 定西市临洮县村级光伏扶贫电站二期 | Gansu Lintao Poverty Alleviation solar farm | 2 | 光伏 | PV | 29 | operating |  | Lintao Modern Agriculture Investment Development Co Ltd [100%] |  | 35.7375 | 103.7470 | L100000827912 | G100000831490 | https://www.gem.wiki/Gansu_Lintao_Poverty_Alleviation_solar_farm | Global Solar Power Tracker - February 2026 |  | 不适用 | 运行参数继承参考Generators_data.csv的风电/光伏设定
1077 | GS | 2 | 甘肃 | Dingxi | Lintao | 定西市临洮县村级光伏扶贫电站三期 | Gansu Lintao Poverty Alleviation solar farm | 3 | 光伏 | PV | 34 | operating | 2021 |  |  | 35.7370 | 103.7510 | L100000827912 | G100000831491 | https://www.gem.wiki/Gansu_Lintao_Poverty_Alleviation_solar_farm | Global Solar Power Tracker - February 2026 |  | 不适用 | 运行参数继承参考Generators_data.csv的风电/光伏设定
1078 | GS | 2 | 甘肃 | Zhangye | Linze | 甘肃临泽县板桥北滩50万千瓦光伏治沙项目 | Gansu Linze Banqiao Beitan 500 MW Desert Control solar power plant | 1 | 光伏 | PV | 200 | operating | 2023 | Longyuan Power Group CO LTD Gansu branch company [100%] | Linze Longyuan New Energy | 39.2778 | 100.2858 | L100000809305 | G100000811663 | https://www.gem.wiki/Gansu_Linze_Banqiao_Beitan_500_MW_Desert_Control_solar_power_plant | Global Solar Power Tracker - February 2026 |  | 不适用 | 运行参数继承参考Generators_data.csv的风电/光伏设定
1079 | GS | 2 | 甘肃 | Zhangye | Linze | 板桥北滩龙源50万千瓦光伏治沙二期30万千瓦项目 | Gansu Linze Banqiao Beitan 500 MW Desert Control solar power plant | 2 | 光伏 | PV | 300 | operating | 2025 | Longyuan Power Group CO LTD Gansu branch company [100%] | Linze Longyuan New Energy | 39.2870 | 100.2930 | L100000809305 | G100000831492 | https://www.gem.wiki/Gansu_Linze_Banqiao_Beitan_500_MW_Desert_Control_solar_power_plant | Global Solar Power Tracker - February 2026 |  | 不适用 | 运行参数继承参考Generators_data.csv的风电/光伏设定
1080 | GS | 2 | 甘肃 | Zhangye | Linze | 特变电工临泽县40兆瓦并网光伏发电项目 | Gansu Linze Huadian solar farm | -- | 光伏 | PV | 40 | operating | 2014 | CECEP Solar Energy Technology Co Ltd [100%] | CECEP Gansu Wuwei Solar Power Generation | 39.0460 | 100.0610 | L100000803396 | G100000803904 | https://www.gem.wiki/Gansu_Linze_Huadian_solar_farm | Global Solar Power Tracker - February 2026 |  | 不适用 | 运行参数继承参考Generators_data.csv的风电/光伏设定
1081 | GS | 2 | 甘肃 | Zhangye | Linze | 汇泽肉牛养殖场建筑屋顶分布式光伏发电项目 | Gansu Linze Huize Beef Cattle Farm Rooftop solar project | -- | 光伏 | Assumed PV | 4 | operating |  |  |  | 39.3473 | 100.1880 | L100001031564 | G100001036836 | https://www.gem.wiki/Gansu_Linze_Huize_Beef_Cattle_Farm_Rooftop_solar_project | Global Solar Power Tracker - February 2026 |  | 不适用 | 运行参数继承参考Generators_data.csv的风电/光伏设定
1082 | GS | 2 | 甘肃 | Zhangye | Linze | 甘肃晶源临泽平川10万千瓦光伏项目 | Gansu Linze Pingchuan (Jingyuan) solar farm | -- | 光伏 | PV | 100 | operating | 2025 | Linze Jingyuan New Energy |  | 39.3680 | 100.1590 | L100001019256 | G100001021731 | https://www.gem.wiki/Gansu_Linze_Pingchuan_(Jingyuan)_solar_farm | Global Solar Power Tracker - February 2026 |  | 不适用 | 运行参数继承参考Generators_data.csv的风电/光伏设定
1083 | GS | 2 | 甘肃 | Zhangye | Linze | 甘肃]国家电投临泽平川10万千瓦光伏发电项目 | Gansu Linze Pingchuan (State Power Investment) solar farm | -- | 光伏 | PV | 100 | operating |  | Linze Green Power New Energy Co Ltd |  | 39.4010 | 100.1160 | L100001061985 | G100001071102 | https://www.gem.wiki/Gansu_Linze_Pingchuan_(State_Power_Investment)_solar_farm | Global Solar Power Tracker - February 2026 |  | 不适用 | 运行参数继承参考Generators_data.csv的风电/光伏设定
1084 | GS | 2 | 甘肃 | Zhangye | Linze | 特变电工临泽新能源张掖临泽并网光伏发电项目40.0MW发电工程 | Gansu Linze TBEA solar farm | -- | 光伏 | PV | 40 | operating | 2014 | Cecep Solar Energy Technology Co Ltd [100%] | TBEA Linze New Energy | 39.1496 | 100.1662 | L100000803274 | G100000803778 | https://www.gem.wiki/Gansu_Linze_TBEA_solar_farm | Global Solar Power Tracker - February 2026 |  | 不适用 | 运行参数继承参考Generators_data.csv的风电/光伏设定
1085 | GS | 2 | 甘肃 |  |  | 甘肃陇能天佑绿色新能源科技有限公司 | Gansu Longneng Tianyou Green New Energy Technology I solar project | -- | 光伏 | PV | 3 | operating | 2016 |  |  | 38.0000 | 102.0000 | L100001011628 | G100001013004 | https://www.gem.wiki/Gansu_Longneng_Tianyou_Green_New_Energy_Technology_I_solar_project | Global Solar Power Tracker - February 2026 |  | 不适用 | 运行参数继承参考Generators_data.csv的风电/光伏设定
1086 | GS | 2 | 甘肃 |  |  | 甘肃陇能天佑绿色新能源科技有限公司 | Gansu Longneng Tianyou Green New Energy Technology II solar project | -- | 光伏 | PV | 7.5 | operating | 2017 |  |  | 38.0000 | 102.0000 | L100001011629 | G100001013005 | https://www.gem.wiki/Gansu_Longneng_Tianyou_Green_New_Energy_Technology_II_solar_project | Global Solar Power Tracker - February 2026 |  | 不适用 | 运行参数继承参考Generators_data.csv的风电/光伏设定
1087 | GS | 2 | 甘肃 | Dingxi | Longxi | 定西市“十四五”第二批陇西县10万千瓦集中式光伏发电项目 | Gansu Longxi (Datang) solar farm | -- | 光伏 | PV | 100 | operating | 2025 | Longxi Zhonghui Heat and Energy Co Ltd; China Datang Corporation New Energy Co Ltd |  | 35.0450 | 104.6250 | L100001005211 | G100001006171 | https://www.gem.wiki/Gansu_Longxi_(Datang)_solar_farm | Global Solar Power Tracker - February 2026 |  | 不适用 | 运行参数继承参考Generators_data.csv的风电/光伏设定
1088 | GS | 2 | 甘肃 | Gannan AP | Maqu | 玛曲拜尔新能源有限公司尼玛镇40兆瓦集光伏电站项目, 拜尔多合光伏电站 | Gansu Maqu Nimazhen Bai'er solar farm | -- | 光伏 | PV | 40 | operating | 2017 | Sichuan Shengtian New Energy Development Co Ltd [100%] | Maqu County Bai'er New Energy | 34.0063 | 102.0617 | L100000802902 | G100000803385 | https://www.gem.wiki/Gansu_Maqu_Nimazhen_Bai'er_solar_farm | Global Solar Power Tracker - February 2026 |  | 不适用 | 运行参数继承参考Generators_data.csv的风电/光伏设定
1089 | GS | 2 | 甘肃 | Gannan AP | Maqu | 甘肃玛曲县200MW牧光互补光伏电站建设项目 | Gansu Maqu Pastoral solar farm | 1 | 光伏 | PV | 50 | operating | 2022 | Maqu County Dongda Smart Energy Technology Co Ltd [100%] | Maqu County Dongneng Smart Energy Technology | 34.0467 | 101.8707 | L100000802325 | G100000802785 | https://www.gem.wiki/Gansu_Maqu_Pastoral_solar_farm | Global Solar Power Tracker - February 2026 |  | 不适用 | 运行参数继承参考Generators_data.csv的风电/光伏设定
1090 | GS | 2 | 甘肃 | Zhangye | Minle | 民乐县锦世羊湖滩光伏发电有限公司5万千瓦光伏发电复合项目 | Gansu Minle (Jinshi Yanghutan) solar farm | -- | 光伏 | PV | 50 | operating | 2024 | Minle County Jinshi Yanghutan Photovoltaic Power Generation Co Ltd |  | 38.6910 | 100.9090 | L100001019895 | G100001022553 | https://www.gem.wiki/Gansu_Minle_(Jinshi_Yanghutan)_solar_farm | Global Solar Power Tracker - February 2026 |  | 不适用 | 运行参数继承参考Generators_data.csv的风电/光伏设定
1091 | GS | 2 | 甘肃 | Zhangye | Minle | 民乐三墩滩百万千瓦级光伏发电基地20万千瓦光伏项目 | Gansu Minle Sanduntan (State Power Investment) solar farm | -- | 光伏 | PV | 200 | operating | 2025 | Chunhe (Guangdong) Modern Agriculture Technology Co Ltd; China Power International Development Co Ltd |  | 38.7160 | 100.7180 | L100000827914 | G100000831495 | https://www.gem.wiki/Gansu_Minle_Sanduntan_(State_Power_Investment)_solar_farm | Global Solar Power Tracker - February 2026 |  | 不适用 | 运行参数继承参考Generators_data.csv的风电/光伏设定
1092 | GS | 2 | 甘肃 | Zhangye | Minle | 国电张掖市民乐三墩滩100兆瓦光伏项目 | Gansu Minle Sanduntan Photovoltaic Base Guodian solar power plant | -- | 光伏 | PV | 100 | operating | 2022 | Guodian Power Gansu New Energy Development Co Ltd; Gansu Damin New Materials Co Ltd | Zhangye Guoyuan Youchuangxin New Energy Development | 38.7586 | 100.7971 | L100000809306 | G100000811664 | https://www.gem.wiki/Gansu_Minle_Sanduntan_Photovoltaic_Base_Guodian_solar_power_plant | Global Solar Power Tracker - February 2026 |  | 不适用 | 运行参数继承参考Generators_data.csv的风电/光伏设定
1093 | GS | 2 | 甘肃 | Zhangye | Minle | 民乐三墩滩百万千瓦级光伏发电基地10万千瓦光伏2＃项目 | Gansu Minle Sanduntan Photovoltaic Base State Power Investment solar power plant | -- | 光伏 | PV | 100 | operating | 2023 | State Power Investment Group Southwestern Energy Research Institute Co Ltd; Hualong Energy Innovation Co Ltd |  | 38.7586 | 100.7971 | L100000809307 | G100000811665 | https://www.gem.wiki/Gansu_Minle_Sanduntan_Photovoltaic_Base_State_Power_Investment_solar_power_plant | Global Solar Power Tracker - February 2026 |  | 不适用 | 运行参数继承参考Generators_data.csv的风电/光伏设定
1094 | GS | 2 | 甘肃 | Zhangye | Minle | 甘肃天聚石岗墩太阳能发电张掖民乐并网光伏发电项目30.0MW发电工程 | Gansu Minle Tianju solar farm | -- | 光伏 | PV | 30 | operating | 2015 | unknown [5%]; Hainan Tianju Solar Energy Co Ltd [95%] | Gansu Tianju Shigangdun Solar Power Generation | 38.7599 | 100.7189 | L100000803277 | G100000803781 | https://www.gem.wiki/Gansu_Minle_Tianju_solar_farm | Global Solar Power Tracker - February 2026 |  | 不适用 | 运行参数继承参考Generators_data.csv的风电/光伏设定
1095 | GS | 2 | 甘肃 | Wuwei | Minqin | 民勤县整县分布式光伏发电项目 - 红星 T 接 | Gansu Minqin County County-wide solar project I | -- | 光伏 | Assumed PV | 1.3 | operating |  |  |  | 38.7536 | 103.1689 | L100001031549 | G100001036821 | https://www.gem.wiki/Gansu_Minqin_County_County-wide_solar_project_I | Global Solar Power Tracker - February 2026 |  | 不适用 | 运行参数继承参考Generators_data.csv的风电/光伏设定
1096 | GS | 2 | 甘肃 | Wuwei | Minqin | 民勤县整县分布式光伏发电项目 - 始成专线一期 | Gansu Minqin County County-wide solar project II | -- | 光伏 | Assumed PV | 6 | operating |  |  |  | 38.7536 | 103.1689 | L100001031550 | G100001036822 | https://www.gem.wiki/Gansu_Minqin_County_County-wide_solar_project_II | Global Solar Power Tracker - February 2026 |  | 不适用 | 运行参数继承参考Generators_data.csv的风电/光伏设定
1097 | GS | 2 | 甘肃 | Wuwei | Minqin | 民勤县整县分布式光伏发电项目 - 始成专线二期 | Gansu Minqin County County-wide solar project III | -- | 光伏 | Assumed PV | 6 | operating |  |  |  | 38.7536 | 103.1689 | L100001031552 | G100001036824 | https://www.gem.wiki/Gansu_Minqin_County_County-wide_solar_project_III | Global Solar Power Tracker - February 2026 |  | 不适用 | 运行参数继承参考Generators_data.csv的风电/光伏设定
1098 | GS | 2 | 甘肃 | Wuwei | Minqin | 民勤县整县分布式光伏发电项目 - 北新村 T 接 | Gansu Minqin County County-wide solar project IV | -- | 光伏 | Assumed PV | 1.3 | operating |  |  |  | 38.7536 | 103.1689 | L100001031553 | G100001036825 | https://www.gem.wiki/Gansu_Minqin_County_County-wide_solar_project_IV | Global Solar Power Tracker - February 2026 |  | 不适用 | 运行参数继承参考Generators_data.csv的风电/光伏设定
1099 | GS | 2 | 甘肃 | Wuwei | Minqin | 民勤县整县分布式光伏发电项目 - 永丰村 T 接 | Gansu Minqin County County-wide solar project V | -- | 光伏 | Assumed PV | 1 | operating |  |  |  | 38.7536 | 103.1689 | L100001031554 | G100001036826 | https://www.gem.wiki/Gansu_Minqin_County_County-wide_solar_project_V | Global Solar Power Tracker - February 2026 |  | 不适用 | 运行参数继承参考Generators_data.csv的风电/光伏设定
1100 | GS | 2 | 甘肃 | Wuwei | Minqin | 民勤县整县分布式光伏发电项目 - 白古 T 接 | Gansu Minqin County solar project I | -- | 光伏 | Assumed PV | 1.2 | operating |  |  |  | 38.7536 | 103.1689 | L100001031551 | G100001036823 | https://www.gem.wiki/Gansu_Minqin_County_solar_project_I | Global Solar Power Tracker - February 2026 |  | 不适用 | 运行参数继承参考Generators_data.csv的风电/光伏设定
1101 | GS | 2 | 甘肃 | Wuwei | Minqin | 民勤县整县分布式光伏发电项目 - 新地 T 接 | Gansu Minqin County solar project II | -- | 光伏 | Assumed PV | 1.9 | operating |  |  |  | 38.7536 | 103.1689 | L100001031555 | G100001036827 | https://www.gem.wiki/Gansu_Minqin_County_solar_project_II | Global Solar Power Tracker - February 2026 |  | 不适用 | 运行参数继承参考Generators_data.csv的风电/光伏设定
1102 | GS | 2 | 甘肃 | Wuwei | Minqin | 民勤县整县分布式光伏发电项目 - 重兴一期专线 | Gansu Minqin County solar project III | -- | 光伏 | Assumed PV | 6 | operating |  |  |  | 38.7536 | 103.1689 | L100001031556 | G100001036828 | https://www.gem.wiki/Gansu_Minqin_County_solar_project_III | Global Solar Power Tracker - February 2026 |  | 不适用 | 运行参数继承参考Generators_data.csv的风电/光伏设定
1103 | GS | 2 | 甘肃 | Wuwei | Minqin | 民勤县整县分布式光伏发电项目 - 北沟村 T 接 | Gansu Minqin County solar project IV | -- | 光伏 | Assumed PV | 1.1 | operating |  |  |  | 38.7536 | 103.1689 | L100001031557 | G100001036829 | https://www.gem.wiki/Gansu_Minqin_County_solar_project_IV | Global Solar Power Tracker - February 2026 |  | 不适用 | 运行参数继承参考Generators_data.csv的风电/光伏设定
1104 | GS | 2 | 甘肃 | Wuwei | Minqin | 民勤县整县分布式光伏发电项目 - 龙一村 T 接 | Gansu Minqin County solar project IX | -- | 光伏 | Assumed PV | 3 | operating |  |  |  | 38.7536 | 103.1689 | L100001031562 | G100001036834 | https://www.gem.wiki/Gansu_Minqin_County_solar_project_IX | Global Solar Power Tracker - February 2026 |  | 不适用 | 运行参数继承参考Generators_data.csv的风电/光伏设定
1105 | GS | 2 | 甘肃 | Wuwei | Minqin | 民勤县整县分布式光伏发电项目 - 邓岔 T 接 | Gansu Minqin County solar project V | -- | 光伏 | Assumed PV | 3 | operating |  |  |  | 38.7536 | 103.1689 | L100001031558 | G100001036830 | https://www.gem.wiki/Gansu_Minqin_County_solar_project_V | Global Solar Power Tracker - February 2026 |  | 不适用 | 运行参数继承参考Generators_data.csv的风电/光伏设定
1106 | GS | 2 | 甘肃 | Wuwei | Minqin | 民勤县整县分布式光伏发电项目 - 红星专线 | Gansu Minqin County solar project VI | -- | 光伏 | Assumed PV | 6 | operating |  |  |  | 38.7536 | 103.1689 | L100001031559 | G100001036831 | https://www.gem.wiki/Gansu_Minqin_County_solar_project_VI | Global Solar Power Tracker - February 2026 |  | 不适用 | 运行参数继承参考Generators_data.csv的风电/光伏设定
1107 | GS | 2 | 甘肃 | Wuwei | Minqin | 民勤县整县分布式光伏发电项目 - 东坝专线 | Gansu Minqin County solar project VII | -- | 光伏 | Assumed PV | 6 | operating |  |  |  | 38.7536 | 103.1689 | L100001031560 | G100001036832 | https://www.gem.wiki/Gansu_Minqin_County_solar_project_VII | Global Solar Power Tracker - February 2026 |  | 不适用 | 运行参数继承参考Generators_data.csv的风电/光伏设定
1108 | GS | 2 | 甘肃 | Wuwei | Minqin | 民勤县整县分布式光伏发电项目 - 羊路专线 | Gansu Minqin County solar project VIII | -- | 光伏 | Assumed PV | 6 | operating |  |  |  | 38.7536 | 103.1689 | L100001031561 | G100001036833 | https://www.gem.wiki/Gansu_Minqin_County_solar_project_VIII | Global Solar Power Tracker - February 2026 |  | 不适用 | 运行参数继承参考Generators_data.csv的风电/光伏设定
1109 | GS | 2 | 甘肃 | Wuwei | Minqin | 民勤县整县分布式光伏发电项目 - 朱案 T 接 | Gansu Minqin County solar project X | -- | 光伏 | Assumed PV | 3 | operating |  |  |  | 38.7536 | 103.1689 | L100001031563 | G100001036835 | https://www.gem.wiki/Gansu_Minqin_County_solar_project_X | Global Solar Power Tracker - February 2026 |  | 不适用 | 运行参数继承参考Generators_data.csv的风电/光伏设定
1110 | GS | 2 | 甘肃 | Wuwei | Minqin | 民勤县整县分布式光伏发电项目 - 朱案专线 | Gansu Minqin County solar project XI | -- | 光伏 | Assumed PV | 6 | operating |  |  |  | 38.7536 | 103.1689 | L100001075436 | G100001085224 | https://www.gem.wiki/Gansu_Minqin_County_solar_project_XI | Global Solar Power Tracker - February 2026 |  | 不适用 | 运行参数继承参考Generators_data.csv的风电/光伏设定
1111 | GS | 2 | 甘肃 | Wuwei | Minqin | 深能北方民勤红沙岗49.5MWp光伏发电项目 | Gansu Minqin Hongshagang (Shenzhen Energy) solar farm | -- | 光伏 | PV | 49.5 | operating | 2016 | Shenneng North Energy Holding Co Ltd |  | 38.9670 | 102.4730 | L100001023484 | G100001027863 | https://www.gem.wiki/Gansu_Minqin_Hongshagang_(Shenzhen_Energy)_solar_farm | Global Solar Power Tracker - February 2026 |  | 不适用 | 运行参数继承参考Generators_data.csv的风电/光伏设定
1112 | GS | 2 | 甘肃 | Wuwei | Minqin | 甘肃兴业绿色能源科技有限公司民勤红沙岗二期48.5MW并网光伏发电项目 | Gansu Minqin Hongshagang (Xingye) solar farm | 2 | 光伏 | PV | 48.5 | operating | 2023 | Hunan Shuifa Xingye Green Energy Co Ltd [100%] | Gansu Xingye Green Energy Technology | 38.7536 | 103.1689 | L100000809308 | G100000811666 | https://www.gem.wiki/Gansu_Minqin_Hongshagang_(Xingye)_solar_farm | Global Solar Power Tracker - February 2026 |  | 不适用 | 运行参数继承参考Generators_data.csv的风电/光伏设定
1113 | GS | 2 | 甘肃 | Wuwei | Minqin | 甘肃华电民勤发电武威红沙岗并网光伏发电项目40.0MW发电工程 | Gansu Minqin Hongshagang Huadian solar farm | -- | 光伏 | PV | 40 | operating | 2014 | Huadian Fuxin Energy Development Co Ltd. [100%] | Gansu Huadian Minqin Power Generation | 38.7536 | 103.1689 | L100000803270 | G100000803774 | https://www.gem.wiki/Gansu_Minqin_Hongshagang_Huadian_solar_farm | Global Solar Power Tracker - February 2026 |  | 不适用 | 运行参数继承参考Generators_data.csv的风电/光伏设定
1114 | GS | 2 | 甘肃 | Wuwei | Minqin | 国能民勤红沙岗20万千瓦光伏发电项目 | Gansu Minqin Hongshagang solar farm | -- | 光伏 | PV | 200 | operating | 2022 | China Energy Investment Group Gansu Power Co Ltd [100%] |  | 38.9490 | 102.4410 | L100000827917 | G100000831498 | https://www.gem.wiki/Gansu_Minqin_Hongshagang_solar_farm | Global Solar Power Tracker - February 2026 |  | 不适用 | 运行参数继承参考Generators_data.csv的风电/光伏设定
1115 | GS | 2 | 甘肃 | Baiyin | Pingchuan District | 山东能源“陇电入鲁”配套白银新能源基地平川宝积200MW光伏发电项目 | Gansu Pingchuan (Shandong Energy) Power Export solar farms | Baoji | 光伏 | PV | 200 | operating | 2025 | Shandong Energy Group Jingtai Shenglu New Energy |  | 36.8620 | 104.6560 | L100001020812 | G100001023772 | https://www.gem.wiki/Gansu_Pingchuan_Shandong_Development_Power_Export_solar_farms | Global Solar Power Tracker - February 2026 |  | 不适用 | 运行参数继承参考Generators_data.csv的风电/光伏设定
1116 | GS | 2 | 甘肃 | Baiyin | Pingchuan District | 山东能源“陇电入鲁”配套白银新能源基地平川水泉250MW光伏发电项目 | Gansu Pingchuan (Shandong Energy) Power Export solar farms | Shuiquan | 光伏 | PV | 250 | operating | 2025 | Shandong Energy Group Pingchuan Shenglu New Energy Co Ltd; Shandong Energy Group Jingtai Shenglu New Energy |  | 36.7203 | 104.8667 | L100001020812 | G100001023762 | https://www.gem.wiki/Gansu_Pingchuan_Shandong_Development_Power_Export_solar_farms | Global Solar Power Tracker - February 2026 |  | 不适用 | 运行参数继承参考Generators_data.csv的风电/光伏设定
1117 | GS | 2 | 甘肃 | Jiuquan | Jinta | 甘肃电投辰旭太阳能发电公司酒泉金塔并网光伏10MWp发电工程 | Gansu Power Investment Chenxu Solar Power solar project | -- | 光伏 | PV | 10 | operating | 2013 |  |  | 40.3553 | 99.1645 | L100001011630 | G100001013006 | https://www.gem.wiki/Gansu_Power_Investment_Chenxu_Solar_Power_solar_project | Global Solar Power Tracker - February 2026 |  | 不适用 | 运行参数继承参考Generators_data.csv的风电/光伏设定
1118 | GS | 2 | 甘肃 | Jiuquan | Jinta | 甘肃电投酒泉金塔红柳洼并网光伏10MWp发电工程 | Gansu Power Investment Jiuquan Jinta Hongliuwa solar project | -- | 光伏 | PV | 10 | operating | 2011 |  |  | 40.3553 | 99.1645 | L100001011631 | G100001013007 | https://www.gem.wiki/Gansu_Power_Investment_Jiuquan_Jinta_Hongliuwa_solar_project | Global Solar Power Tracker - February 2026 |  | 不适用 | 运行参数继承参考Generators_data.csv的风电/光伏设定
1119 | GS | 2 | 甘肃 | Wuwei | Liangzhou District | 甘肃电投武威凉州并网光伏10MWp发电工程 | Gansu Power Investment Wuwei Liangzhou solar project | -- | 光伏 | PV | 10 | operating | 2011 |  |  | 37.9045 | 102.7768 | L100001011632 | G100001013008 | https://www.gem.wiki/Gansu_Power_Investment_Wuwei_Liangzhou_solar_project | Global Solar Power Tracker - February 2026 |  | 不适用 | 运行参数继承参考Generators_data.csv的风电/光伏设定
1120 | GS | 2 | 甘肃 | Jiuquan | Aksay | 正泰新能源阿克塞县200MW光伏发电项目 | Gansu Province Aksai Chint solar farm | -- | 光伏 | PV | 200 | operating | 2022 | Zhejiang Chint New Energy Development Co. Ltd. [100%] | Aksai Chint Photovoltaic Power | 39.8991 | 93.5166 | L100000802336 | G100000802796 | https://www.gem.wiki/Gansu_Province_Aksai_Chint_solar_farm | Global Solar Power Tracker - February 2026 |  | 不适用 | 运行参数继承参考Generators_data.csv的风电/光伏设定
1121 | GS | 2 | 甘肃 | Baiyin | Jingyuan | 靖远德祐新能源白银靖远并网光伏发电项目100.0MW发电工程 | Gansu Province Baiyin Jingyuan solar farm | -- | 光伏 | PV | 100 | operating | 2014 | Shanghai Lingyun Industries Development Co Ltd [100%] | Gansu Deyou Energy Technology | 36.9906 | 105.1371 | L100000801954 | G100000802269 | https://www.gem.wiki/Gansu_Province_Baiyin_Jingyuan_solar_farm | Global Solar Power Tracker - February 2026 |  | 不适用 | 运行参数继承参考Generators_data.csv的风电/光伏设定
1122 | GS | 2 | 甘肃 | Dingxi | Longxi | 陇西县10万千瓦集中式光伏发电项目 | Gansu Province Dingxi Longxi solar farm | -- | 光伏 | PV | 20 | operating | 2023 | Dingxi New Energy Development Co. Ltd. [15%]; CSCEC Aerospace Hydrogen Energy Industry Investment Holding Group [85%] | CSCEC Aerospace Hydrogen Energy Industry Investment Holding Group (Dingxi) Co. Ltd. | 35.0081 | 104.6428 | L100000802329 | G100000802789 | https://www.gem.wiki/Gansu_Province_Dingxi_Longxi_solar_farm | Global Solar Power Tracker - February 2026 |  | 不适用 | 运行参数继承参考Generators_data.csv的风电/光伏设定
1123 | GS | 2 | 甘肃 | Dingxi | Tongwei | 通渭县10万千瓦集中式光伏发电项目 | Gansu Province Dingxi Tongwei solar farm | -- | 光伏 | PV | 100 | operating | 2023 | Dingxi State-owned Investment (Holding) Group Co. Ltd. [100%] | Dingxi New Energy Development Co. Ltd. | 35.3080 | 105.0320 | L100000802328 | G100000802788 | https://www.gem.wiki/Gansu_Province_Dingxi_Tongwei_solar_farm | Global Solar Power Tracker - February 2026 |  | 不适用 | 运行参数继承参考Generators_data.csv的风电/光伏设定
1124 | GS | 2 | 甘肃 | Zhangye | Shandan | 山丹县东乐北滩49.5兆瓦并网光伏发电项目 | Gansu Province Dongle Beitan Longhui Grid-Connected solar farm | -- | 光伏 | PV | 50 | operating | 2015 | Aksai Fengdian New Energy Investment Co Ltd [100%] | Shandan County Longhui New Energy Investment | 38.6918 | 100.4047 | L100000802026 | G100000802354 | https://www.gem.wiki/Gansu_Province_Dongle_Beitan_Longhui_Grid-Connected_solar_farm | Global Solar Power Tracker - February 2026 |  | 不适用 | 运行参数继承参考Generators_data.csv的风电/光伏设定
1125 | GS | 2 | 甘肃 | Zhangye | Shandan | 山丹协合太阳能发电张掖东乐北滩并网光伏发电项目50.0MW发电工程 | Gansu Province Dongle Beitan Xiehe Grid-Connected solar farm | -- | 光伏 | PV | 50 | operating | 2014 | unknown [5%]; Hainan Tianju Solar Energy Co Ltd [95%] | Shandan Xiehe Solar Power Generation | 38.8290 | 100.9490 | L100000802027 | G100000802355 | https://www.gem.wiki/Gansu_Province_Dongle_Beitan_Xiehe_Grid-Connected_solar_farm | Global Solar Power Tracker - February 2026 |  | 不适用 | 运行参数继承参考Generators_data.csv的风电/光伏设定
1126 | GS | 2 | 甘肃 | Zhangye | Ganzhou District | 甘肃黑河水电新能源开发张掖甘州区并网光伏发电项目二期20.0MW发电工程 | Gansu Province Ganzhou Heihe Grid-Connected solar farm | 2 | 光伏 | PV | 20 | operating | 2013 | Gansu Heihe Hydropower Industry Investment Co Ltd [54%]; Gansu Zhangye Zhaohui Real Estate Co Ltd [46%] | Gansu Heihe Hydropower New Energy Development | 38.6935 | 100.3979 | L100000802019 | G100000802347 | https://www.gem.wiki/Gansu_Province_Ganzhou_Heihe_Grid-Connected_solar_farm | Global Solar Power Tracker - February 2026 |  | 不适用 | 运行参数继承参考Generators_data.csv的风电/光伏设定
1127 | GS | 2 | 甘肃 | Zhangye | Gaotai | 正泰光伏发电公司张掖高台高崖子滩并网光伏100.0MWp发电工程 | Gansu Province Gaotai Gaoyazitan Chint Grid-Connected solar farm | -- | 光伏 | PV | 100 | operating | 2013 | Zhejiang Qingneng Energy Development Co Ltd [51%]; Zhejiang Chint New Energy Development Co Ltd [49%] | Gaotai Chint Photovoltaic Power Generation | 39.2830 | 99.5270 | L100000802023 | G100000802351 | https://www.gem.wiki/Gansu_Province_Gaotai_Gaoyazitan_Chint_Grid-Connected_solar_farm | Global Solar Power Tracker - February 2026 |  | 不适用 | 运行参数继承参考Generators_data.csv的风电/光伏设定
1128 | GS | 2 | 甘肃 | Zhangye | Gaotai | 甘肃高台汇能新能源开发张掖高崖子滩并网光伏发电项目50.0MW发电工程 | Gansu Province Gaotai Gaoyazitan Huineng Grid-Connected solar farm | -- | 光伏 | PV | 50 | operating | 2014 | Gansu Jiuquan Huineng Wind Power Development Co Ltd [100%] | Gansu Gaotai Huineng New Energy Development | 39.2868 | 99.4961 | L100000802021 | G100000802349 | https://www.gem.wiki/Gansu_Province_Gaotai_Gaoyazitan_Huineng_Grid-Connected_solar_farm | Global Solar Power Tracker - February 2026 |  | 不适用 | 运行参数继承参考Generators_data.csv的风电/光伏设定
1129 | GS | 2 | 甘肃 | Zhangye | Gaotai | 高台县太科光伏电力有限公司高台县高崖子滩 50 兆瓦并网光伏发电项目 | Gansu Province Gaotai Gaoyazitan Taike Grid-Connected solar farm | -- | 光伏 | PV | 50 | operating | 2013 | Shangshi Aerospace Xinghe Energy [100%] | Gaotai Taike Photovoltaic Power | 39.2868 | 99.4961 | L100000802022 | G100000802350 | https://www.gem.wiki/Gansu_Province_Gaotai_Gaoyazitan_Taike_Grid-Connected_solar_farm | Global Solar Power Tracker - February 2026 |  | 不适用 | 运行参数继承参考Generators_data.csv的风电/光伏设定
1130 | GS | 2 | 甘肃 | Zhangye | Gaotai | 甘肃中电投吉能新能源张掖高台高崖子滩并网光伏发电项目一期40.0MW发电工程 | Gansu Province Gaotai Gaoyazitan Zhongdiantou Grid-Connected solar farm | 1 | 光伏 | PV | 40 | operating | 2014 | Gansu China Power Investment Jineng New Energy Co Ltd [100%] | Gansu China Power Investment Jiineng New Energy CO LTD Gaotai Branch | 39.2770 | 99.5590 | L100000802020 | G100000802348 | https://www.gem.wiki/Gansu_Province_Gaotai_Gaoyazitan_Zhongdiantou_Grid-Connected_solar_farm | Global Solar Power Tracker - February 2026 |  | 不适用 | 运行参数继承参考Generators_data.csv的风电/光伏设定
1131 | GS | 2 | 甘肃 | Wuwei | Gulang | 古浪振业沙漠光伏发电武威古浪马路滩并网光伏发电项目50.0MW发电工程 | Gansu Province Gulang Malutan Grid-Connected solar farm | 1 | 光伏 | PV | 50 | operating | 2013 | Shaanxi Xinhua Water Resources and Hydropower Investment Co Ltd [80%]; Jiawei (Shanghai) Photovoltaic Power Co Ltd [20%] | Gulang Zhenye Desert Photovoltaic Power | 37.7575 | 103.1271 | L100000801998 | G100000802321 | https://www.gem.wiki/Gansu_Province_Gulang_Malutan_Grid-Connected_solar_farm | Global Solar Power Tracker - February 2026 |  | 不适用 | 运行参数继承参考Generators_data.csv的风电/光伏设定
1132 | GS | 2 | 甘肃 | Wuwei | Gulang | 古浪绿舟光伏发电武威古浪并网光伏发电项目二期100.0MW发电工程 | Gansu Province Gulang Malutan Grid-Connected solar farm | 2 | 光伏 | PV | 100 | operating | 2014 | Shaanxi Xinhua Water Resources and Hydropower Investment Co Ltd [80%]; Jiawei (Shanghai) Photovoltaic Power Co Ltd [20%] | Gulang Lvzhou Photovoltaic Power | 37.7650 | 103.1319 | L100000801998 | G100000802322 | https://www.gem.wiki/Gansu_Province_Gulang_Malutan_Grid-Connected_solar_farm | Global Solar Power Tracker - February 2026 |  | 不适用 | 运行参数继承参考Generators_data.csv的风电/光伏设定
1133 | GS | 2 | 甘肃 | Wuwei | Gulang | 江苏振发古浪县500兆瓦沙漠光伏电站三期 | Gansu Province Gulang Malutan Grid-Connected solar farm | 3 | 光伏 | PV | 350 | operating |  | Zha Zhengfa [100%] | Jiangsu Zhenfa Holding Group | 37.7575 | 103.1271 | L100000801998 | G100000802323 | https://www.gem.wiki/Gansu_Province_Gulang_Malutan_Grid-Connected_solar_farm | Global Solar Power Tracker - February 2026 |  | 不适用 | 运行参数继承参考Generators_data.csv的风电/光伏设定
1134 | GS | 2 | 甘肃 | Wuwei | Minqin | 正泰光伏发电公司武威民勤红沙岗并网光伏50.0MWp发电工程 | Gansu Province Hongshagang Chint Grid-Connected solar farm | -- | 光伏 | PV | 50 | operating | 2013 | Zhejiang Qingneng Energy Development Co Ltd [51%]; Zhejiang Chint New Energy Development Co Ltd [49%] | Minqin Chint Photovoltaic Power Generation | 38.9810 | 102.5198 | L100000802016 | G100000802344 | https://www.gem.wiki/Gansu_Province_Hongshagang_Chint_Grid-Connected_solar_farm | Global Solar Power Tracker - February 2026 |  | 不适用 | 运行参数继承参考Generators_data.csv的风电/光伏设定
1135 | GS | 2 | 甘肃 | Wuwei | Minqin | 民勤县国能武威红沙岗并网光伏发电项目50.0MW发电工程 | Gansu Province Hongshagang Guoneng Grid-Connected solar farm | -- | 光伏 | PV | 50 | operating | 2013 | East Group Co Ltd [100%] | Minqin Guoneng Solar Power | 39.0123 | 102.4994 | L100000802011 | G100000802339 | https://www.gem.wiki/Gansu_Province_Hongshagang_Guoneng_Grid-Connected_solar_farm | Global Solar Power Tracker - February 2026 |  | 不适用 | 运行参数继承参考Generators_data.csv的风电/光伏设定
1136 | GS | 2 | 甘肃 | Wuwei | Minqin | 民勤红沙岗 40 兆瓦并网光伏发电项目 | Gansu Province Hongshagang Huadian Grid-Connected solar farm | -- | 光伏 | PV | 40 | operating | 2013 | Huadian Fuxin Energy Development Co Ltd. [100%] | Gansu Huadian Minqin Power Generation | 38.9553 | 102.4690 | L100000802013 | G100000802341 | https://www.gem.wiki/Gansu_Province_Hongshagang_Huadian_Grid-Connected_solar_farm | Global Solar Power Tracker - February 2026 |  | 不适用 | 运行参数继承参考Generators_data.csv的风电/光伏设定
1137 | GS | 2 | 甘肃 | Wuwei | Minqin | 深能北方能源控股有限公司民勤红沙岗一期20MW并网光伏发电项目 | Gansu Province Hongshagang Shenneng Grid-Connected solar farm | 1 | 光伏 | PV | 20 | operating | 2016 | Shenneng North Energy Holding Co Ltd [100%] | Wuwei Shenneng North Energy Development | 38.9778 | 102.4995 | L100000802012 | G100000802340 | https://www.gem.wiki/Gansu_Province_Hongshagang_Shenneng_Grid-Connected_solar_farm | Global Solar Power Tracker - February 2026 |  | 不适用 | 运行参数继承参考Generators_data.csv的风电/光伏设定
1138 | GS | 2 | 甘肃 | Wuwei | Minqin | 武威市天合光能发电民勤红沙岗并网光伏发电项目50.0MW发电工程 | Gansu Province Hongshagang Tianhe Grid-Connected solar farm | -- | 光伏 | PV | 50 | operating | 2014 | Huadian New Energy Group Co Ltd [100%] | Wuwei Tianhe Solar Power Generation | 38.9881 | 102.4974 | L100000802015 | G100000802343 | https://www.gem.wiki/Gansu_Province_Hongshagang_Tianhe_Grid-Connected_solar_farm | Global Solar Power Tracker - February 2026 |  | 不适用 | 运行参数继承参考Generators_data.csv的风电/光伏设定
1139 | GS | 2 | 甘肃 | Wuwei | Minqin | 民勤县益能 100MW 并网光伏发电项目 | Gansu Province Hongshagang Yineng Grid-Connected solar farm | -- | 光伏 | PV | 100 | operating | 2015 | Huadian New Energy Group Co Ltd [100%] | Wuwei Yineng Solar Power Generation | 38.9796 | 102.5023 | L100000802014 | G100000802342 | https://www.gem.wiki/Gansu_Province_Hongshagang_Yineng_Grid-Connected_solar_farm | Global Solar Power Tracker - February 2026 |  | 不适用 | 运行参数继承参考Generators_data.csv的风电/光伏设定
1140 | GS | 2 | 甘肃 | Wuwei | Minqin | 甘肃中能源电力开发武威民勤红沙岗并网光伏项目50.0MW发电工程 | Gansu Province Hongshagang Zhongnengyuan Grid-Connected solar farm | -- | 光伏 | PV | 50 | operating | 2014 | Xinjiang Silk Road Kunyuan Energy Co Ltd [100%] | Gansu Zhongneng Power Development | 38.9519 | 102.4944 | L100000802017 | G100000802345 | https://www.gem.wiki/Gansu_Province_Hongshagang_Zhongnengyuan_Grid-Connected_solar_farm | Global Solar Power Tracker - February 2026 |  | 不适用 | 运行参数继承参考Generators_data.csv的风电/光伏设定
1141 | GS | 2 | 甘肃 | Jiayuguan | Jiaxi Photovoltaic Industrial Park | 嘉峪关太科光伏电力并网光伏发电项目30.0MW发电工程 | Gansu Province Jiayuguan Taike Grid-Connected solar farm | 1 | 光伏 | PV | 30 | operating | 2012 | Shangshi Aerospace Xinghe Energy [100%] | Jiayuguan Taike Photovoltaic Power | 39.7560 | 98.1230 | L100000801955 | G100000802271 | https://www.gem.wiki/Gansu_Province_Jiayuguan_Taike_Grid-Connected_solar_farm | Global Solar Power Tracker - February 2026 |  | 不适用 | 运行参数继承参考Generators_data.csv的风电/光伏设定
1142 | GS | 2 | 甘肃 | Jiayuguan | Jiaxi Photovoltaic Industrial Park | 嘉峪关太科光伏电力并网光伏发电项目70.0MW发电工程 | Gansu Province Jiayuguan Taike Grid-Connected solar farm | 2 | 光伏 | PV | 70 | operating | 2013 | Shangshi Aerospace Xinghe Energy [100%] | Jiayuguan Taike Photovoltaic Power | 39.7605 | 98.1227 | L100000801955 | G100000802270 | https://www.gem.wiki/Gansu_Province_Jiayuguan_Taike_Grid-Connected_solar_farm | Global Solar Power Tracker - February 2026 |  | 不适用 | 运行参数继承参考Generators_data.csv的风电/光伏设定
1143 | GS | 2 | 甘肃 | Jiayuguan |  | 嘉峪关国能西戈壁并网光伏发电项目50.0MW发电工程 | Gansu Province Jiayuguan Xigebi Guoneng Grid-Connected solar farm | -- | 光伏 | PV | 50 | operating | 2014 | East Group Co Ltd [100%] | Jiayuguan Guoneng Solar Power | 39.7128 | 98.0307 | L100000801960 | G100000802277 | https://www.gem.wiki/Gansu_Province_Jiayuguan_Xigebi_Guoneng_Grid-Connected_solar_farm | Global Solar Power Tracker - February 2026 |  | 不适用 | 运行参数继承参考Generators_data.csv的风电/光伏设定
1144 | GS | 2 | 甘肃 | Jiayuguan |  | 嘉峪关汉吉国能新能源西戈壁并网光伏发电项目50.0MW发电工程 | Gansu Province Jiayuguan Xigebi Hanji Guoneng solar farm | -- | 光伏 | PV | 50 | operating | 2017 | Tianhong Sunshine New Energy Investment Co Ltd [30%]; China Power Investment Northeast New Energy Development Co Ltd [70%] | Jiayuguan Hanji Guoneng New Energy | 39.8029 | 98.1701 | L100000801958 | G100000802275 | https://www.gem.wiki/Gansu_Province_Jiayuguan_Xigebi_Hanji_Guoneng_solar_farm | Global Solar Power Tracker - February 2026 |  | 不适用 | 运行参数继承参考Generators_data.csv的风电/光伏设定
1145 | GS | 2 | 甘肃 | Jiayuguan |  | 华电嘉峪关西戈壁并网光伏70MWp 发电工程 | Gansu Province Jiayuguan Xigebi Huadian Grid-Connected solar farm | -- | 光伏 | PV | 70 | operating | 2013 | Huadian Fuxin Energy Development Co Ltd. [80%]; Shanghai Aerospace Automobile Electromechanical Co Ltd [20%] | Huadian Jiayuguan New Energy | 39.7679 | 98.1054 | L100000801959 | G100000802276 | https://www.gem.wiki/Gansu_Province_Jiayuguan_Xigebi_Huadian_Grid-Connected_solar_farm | Global Solar Power Tracker - February 2026 |  | 不适用 | 运行参数继承参考Generators_data.csv的风电/光伏设定
1146 | GS | 2 | 甘肃 | Jiayuguan | Jiaxi Photovoltaic Industrial Park | 嘉峪关中利腾晖新能源嘉峪关并网光伏发电项目100MW发电工程一期 | Gansu Province Jiayuguan Zhongli Talesun Grid-Connected solar farm | 1 | 光伏 | PV | 100 | operating | 2013 | Qinghai Huida Photovoltaic Co Ltd [100%] | Zhongli Talesun (Jiayuguan) Photovoltaic Power Generation | 39.7680 | 98.0970 | L100000801956 | G100000802272 | https://www.gem.wiki/Gansu_Province_Jiayuguan_Zhongli_Talesun_Grid-Connected_solar_farm | Global Solar Power Tracker - February 2026 |  | 不适用 | 运行参数继承参考Generators_data.csv的风电/光伏设定
1147 | GS | 2 | 甘肃 | Jiayuguan | Jiaxi Photovoltaic Industrial Park | 嘉峪关中利腾晖新能源嘉峪关并网光伏发电项目49.5MW发电工程二期 | Gansu Province Jiayuguan Zhongli Talesun Grid-Connected solar farm | 2 | 光伏 | PV | 50 | operating | 2014 | Qinghai Huida Photovoltaic Co Ltd [100%] | Zhongli Talesun (Jiayuguan) Photovoltaic Power Generation | 39.7559 | 98.0381 | L100000801956 | G100000802273 | https://www.gem.wiki/Gansu_Province_Jiayuguan_Zhongli_Talesun_Grid-Connected_solar_farm | Global Solar Power Tracker - February 2026 |  | 不适用 | 运行参数继承参考Generators_data.csv的风电/光伏设定
1148 | GS | 2 | 甘肃 | Jiayuguan |  | 中广核太阳能开发有限公司嘉峪关西戈壁50兆瓦并网光伏发电项目 | Gansu Province Jiiayuguan Xigebi CGN solar farm | -- | 光伏 | PV | 50 | operating | 2016 | China Guangdong Nuclear Solar Energy Development Co Ltd [100%] | CGN Solar Energy Jiayuguan | 39.7376 | 98.0975 | L100000801957 | G100000802274 | https://www.gem.wiki/Gansu_Province_Jiiayuguan_Xigebi_CGN_solar_farm | Global Solar Power Tracker - February 2026 |  | 不适用 | 运行参数继承参考Generators_data.csv的风电/光伏设定
1149 | GS | 2 | 甘肃 | Jinchang | Jinchuan District | 金昌迪生太阳能发电金川区并网光伏发电项目100.0MW发电工程 | Gansu Province Jinchang Disheng Grid-Connected solar farm | -- | 光伏 | PV | 100 | operating | 2014 | Gansu Jintai Power Co Ltd [100%] | Jinchang Disheng Solar Power | 38.5018 | 102.3831 | L100000801961 | G100000802278 | https://www.gem.wiki/Gansu_Province_Jinchang_Disheng_Grid-Connected_solar_farm | Global Solar Power Tracker - February 2026 |  | 不适用 | 运行参数继承参考Generators_data.csv的风电/光伏设定
1150 | GS | 2 | 甘肃 | Jinchang | Jinchuan District | 金昌国源电力金川区并网光伏发电项目一期50.0MW发电工程 | Gansu Province Jinchang Guoyuan Grid-Connected solar farm | 1 | 光伏 | PV | 50 | operating | 2013 | Shaanxi Xinhua Water Resources and Hydropower Investment Co Ltd [70%]; Jiawei Renewable Energy Co Ltd [30%] | Jinchang Guoyuan Electric Power | 38.5886 | 102.1431 | L100000801962 | G100000802280 | https://www.gem.wiki/Gansu_Province_Jinchang_Guoyuan_Grid-Connected_solar_farm | Global Solar Power Tracker - February 2026 |  | 不适用 | 运行参数继承参考Generators_data.csv的风电/光伏设定
1151 | GS | 2 | 甘肃 | Jinchang | Jinchuan District | 金昌国源电力金川并网光伏发电项目二期50.0MW发电工程 | Gansu Province Jinchang Guoyuan Grid-Connected solar farm | 2 | 光伏 | PV | 50 | operating | 2013 | Shaanxi Xinhua Water Resources and Hydropower Investment Co Ltd [70%]; Jiawei Renewable Energy Co Ltd [30%] | Jinchang Guoyuan Electric Power | 38.5886 | 102.1431 | L100000801962 | G100000802279 | https://www.gem.wiki/Gansu_Province_Jinchang_Guoyuan_Grid-Connected_solar_farm | Global Solar Power Tracker - February 2026 |  | 不适用 | 运行参数继承参考Generators_data.csv的风电/光伏设定
1152 | GS | 2 | 甘肃 | Jinchang | Jinchuan District | 华能甘肃金昌20MWp并网太阳能光伏发电项目 | Gansu Province Jinchang Huaneng Grid-connected solar farm | -- | 光伏 | PV | 20 | operating | 2012 | China Huaneng Group Co Ltd [95%]; Huaneng Capital Service Co Ltd [5%] | Huaneng Renewables | 38.4795 | 102.3357 | L100000802028 | G100000802356 | https://www.gem.wiki/Gansu_Province_Jinchang_Huaneng_Grid-connected_solar_farm | Global Solar Power Tracker - February 2026 |  | 不适用 | 运行参数继承参考Generators_data.csv的风电/光伏设定
1153 | GS | 2 | 甘肃 | Jinchang | Jinchuan District | 金昌清能电力金昌金川区西坡并网光伏发电项目100.0MW发电工程 | Gansu Province Jinchuan District Xipo Qingneng Grid-Connected solar farm | -- | 光伏 | PV | 100 | operating | 2014 | Zhejiang Qingneng Energy Development Co Ltd [51%]; Suzhou Zhongkang Electric Power Development Co Ltd [49%] | Jinchang Qingneng Electric Power | 38.5814 | 102.1368 | L100000801979 | G100000802299 | https://www.gem.wiki/Gansu_Province_Jinchuan_District_Xipo_Qingneng_Grid-Connected_solar_farm | Global Solar Power Tracker - February 2026 |  | 不适用 | 运行参数继承参考Generators_data.csv的风电/光伏设定
1154 | GS | 2 | 甘肃 | Jinchang | Jinchuan District | 中国水电建设集团新能源开发有限公司金川区西坡50MW并网光伏发电项目 | Gansu Province Jinchuan District Xipo Sinohydro Grid-Connected solar farm | -- | 光伏 | PV | 50 | operating | 2016 | PowerChina East China Survey and Design Research Institute Co Ltd [11%]; China Power Construction Group Guiyang Survey and Design Research Institute Co Ltd [12%]; unknown [26%]; Power Construction Corporation of China Ltd [25%]; China Power Construction Group Kunming Survey and Design Institute Co Ltd [12%]; China Power Construction Group Zhongnan Survey and Design Institute Co Ltd [14%] | Sinohydro Renewable Energy | 38.5814 | 102.1368 | L100000801980 | G100000802300 | https://www.gem.wiki/Gansu_Province_Jinchuan_District_Xipo_Sinohydro_Grid-Connected_solar_farm | Global Solar Power Tracker - February 2026 |  | 不适用 | 运行参数继承参考Generators_data.csv的风电/光伏设定
1155 | GS | 2 | 甘肃 | Jinchang | Jinchuan District | 金泰电力公司金昌金川东大滩并网光伏200MWp 发电工程 | Gansu Province Jinchuan Dongdatan Jintai Grid-Connected solar farm | -- | 光伏 | PV | 200 | operating | 2013 | Jinchuan Machinery Manufacturing Co Ltd [40%]; Jinko Power Co Ltd [15%]; Zhejiang Chint New Energy Development Co Ltd [32%]; Baye Construction Group Co Ltd [12%] | Gansu Jintai Electric Power | 38.5035 | 102.3274 | L100000801970 | G100000802289 | https://www.gem.wiki/Gansu_Province_Jinchuan_Dongdatan_Jintai_Grid-Connected_solar_farm | Global Solar Power Tracker - February 2026 |  | 不适用 | 运行参数继承参考Generators_data.csv的风电/光伏设定
1156 | GS | 2 | 甘肃 | Jinchang | Jinchuan District | 锦泰光伏电力公司金昌金川并网光伏二期50MWp 发电工程 | Gansu Province Jinchuan Jintai Grid-Connected solar farm | 2 | 光伏 | PV | 50 | operating | 2014 | Jinchuan Machinery Manufacturing Co Ltd [40%]; Zhejiang Chint New Energy Development Co Ltd [32%]; Baye Construction Group Co Ltd [12%]; Jinko Power Co Ltd [15%] | Gansu Jintai Electric Power | 38.5970 | 102.1969 | L100000801969 | G100000802288 | https://www.gem.wiki/Gansu_Province_Jinchuan_Jintai_Grid-Connected_solar_farm | Global Solar Power Tracker - February 2026 |  | 不适用 | 运行参数继承参考Generators_data.csv的风电/光伏设定
1157 | GS | 2 | 甘肃 | Jinchang | Jinchuan District | 金昌新阳光光伏电力金川区并网光伏发电项目一期70.0MW发电工程 | Gansu Province Jinchuan New Sunshine Grid-Connected solar farm | 1 | 光伏 | PV | 70 | operating | 2014 | China Nuclear Exchange Energy Co Ltd [100%] | Jinchang New Sunshine Photovoltaic Power | 38.4602 | 102.4280 | L100000801965 | G100000802284 | https://www.gem.wiki/Gansu_Province_Jinchuan_New_Sunshine_Grid-Connected_solar_farm | Global Solar Power Tracker - February 2026 |  | 不适用 | 运行参数继承参考Generators_data.csv的风电/光伏设定
1158 | GS | 2 | 甘肃 | Jinchang | Jinchuan District | 金昌太科光伏电力金川并网光伏发电项目一期25.0MW发电工程 | Gansu Province Jinchuan Taike Grid-Connected solar farm | 1 | 光伏 | PV | 25 | operating | 2015 | Shanghai Aerospace Automobile Electromechanical Co Ltd [100%] | Jinchang Taike Photovoltaic Power | 38.5462 | 102.2033 | L100000801963 | G100000802281 | https://www.gem.wiki/Gansu_Province_Jinchuan_Taike_Grid-Connected_solar_farm | Global Solar Power Tracker - February 2026 |  | 不适用 | 运行参数继承参考Generators_data.csv的风电/光伏设定
1159 | GS | 2 | 甘肃 | Jinchang | Jinchuan District | 金昌帷盛太阳能发电金川区并网光伏发电项目一期25.0MW发电工程 | Gansu Province Jinchuan Weisheng Grid-Connected solar farm | 1 | 光伏 | PV | 25 | operating | 2015 | Zhejiang Qingneng Energy Development Co Ltd [51%]; Zhejiang Chint New Energy Development Co Ltd [49%] | Jinchang Weisheng Solar Energy Power Generation | 38.5462 | 102.2033 | L100000801964 | G100000802282 | https://www.gem.wiki/Gansu_Province_Jinchuan_Weisheng_Grid-Connected_solar_farm | Global Solar Power Tracker - February 2026 |  | 不适用 | 运行参数继承参考Generators_data.csv的风电/光伏设定
1160 | GS | 2 | 甘肃 | Jinchang | Jinchuan District | 金昌帷盛太阳能发电金川区并网光伏发电项目二期25.0MW发电工程 | Gansu Province Jinchuan Weisheng Grid-Connected solar farm | 2 | 光伏 | PV | 25 | operating | 2021 | Zhejiang Qingneng Energy Development Co Ltd [51%]; Zhejiang Chint New Energy Development Co Ltd [49%] | Jinchang Weisheng Solar Energy Power Generation | 38.5462 | 102.2033 | L100000801964 | G100000802283 | https://www.gem.wiki/Gansu_Province_Jinchuan_Weisheng_Grid-Connected_solar_farm | Global Solar Power Tracker - February 2026 |  | 不适用 | 运行参数继承参考Generators_data.csv的风电/光伏设定
1161 | GS | 2 | 甘肃 | Jinchang | Jinchuan District | 金昌协合新能源金川区并网光伏发电项目50.0MW发电工程 | Gansu Province Jinchuan Xiehe Grid-Connected solar farm | -- | 光伏 | PV | 50 | operating | 2013 | Huaneng Renewables Corp Ltd [100%] | Jinchang Xiehe New Energy | 38.4602 | 102.4280 | L100000801966 | G100000802285 | https://www.gem.wiki/Gansu_Province_Jinchuan_Xiehe_Grid-Connected_solar_farm | Global Solar Power Tracker - February 2026 |  | 不适用 | 运行参数继承参考Generators_data.csv的风电/光伏设定
1162 | GS | 2 | 甘肃 | Jinchang | Jinchuan District | 中广核太阳能金昌金川区西坡并网光伏发电项目50.0MW发电工程 | Gansu Province Jinchuan Xipo CGN Grid-Connected solar farm | -- | 光伏 | PV | 50 | operating | 2014 | China Guangdong Nuclear Solar Energy Development Co Ltd [100%] | CGN Solar Jinchang | 38.5786 | 102.1241 | L100000801972 | G100000802291 | https://www.gem.wiki/Gansu_Province_Jinchuan_Xipo_CGN_Grid-Connected_solar_farm | Global Solar Power Tracker - February 2026 |  | 不适用 | 运行参数继承参考Generators_data.csv的风电/光伏设定
1163 | GS | 2 | 甘肃 | Jinchang | Jinchuan District | 金昌国能太阳能发电金川区西坡并网光伏发电项目50.0MW发电工程 | Gansu Province Jinchuan Xipo Guoneng Grid-Connected solar farm | -- | 光伏 | PV | 50 | operating | 2013 | East Group Co Ltd [100%] | Jinchang Guoneng Solar Power | 38.5721 | 102.1053 | L100000801974 | G100000802293 | https://www.gem.wiki/Gansu_Province_Jinchuan_Xipo_Guoneng_Grid-Connected_solar_farm | Global Solar Power Tracker - February 2026 |  | 不适用 | 运行参数继承参考Generators_data.csv的风电/光伏设定
1164 | GS | 2 | 甘肃 | Jinchang | Jinchuan District | 金昌恒基伟业电力发展金川区西坡并网光伏发电项目100.0MW发电工程 | Gansu Province Jinchuan Xipo Hengji Weiye Grid-Connected solar farm | -- | 光伏 | PV | 100 | operating | 2015 | Henderson Development Group Co Ltd [70%]; Zhangjiagang Jiyang New Energy Co Ltd [30%] | Jinchang Hengji Weiye Power Development | 38.5814 | 102.1368 | L100000801975 | G100000802294 | https://www.gem.wiki/Gansu_Province_Jinchuan_Xipo_Hengji_Weiye_Grid-Connected_solar_farm | Global Solar Power Tracker - February 2026 |  | 不适用 | 运行参数继承参考Generators_data.csv的风电/光伏设定
1165 | GS | 2 | 甘肃 | Jinchang | Jinchuan District | 华能金昌光伏发电金川区西坡并网光伏发电项目一期50.0MW发电工程 | Gansu Province Jinchuan Xipo Huaneng Grid-Connected solar farm | 1 | 光伏 | PV | 50 | operating | 2015 | Huaneng Gansu Engery Development Co Ltd [100%] | Huaneng Jinchang Photovoltaic Power Generation | 38.5814 | 102.1368 | L100000801976 | G100000802295 | https://www.gem.wiki/Gansu_Province_Jinchuan_Xipo_Huaneng_Grid-Connected_solar_farm | Global Solar Power Tracker - February 2026 |  | 不适用 | 运行参数继承参考Generators_data.csv的风电/光伏设定
1166 | GS | 2 | 甘肃 | Jinchang | Jinchuan District | 华能金昌光伏发电金川区西坡并网光伏发电项目二期50.0MW发电工程 | Gansu Province Jinchuan Xipo Huaneng Grid-Connected solar farm | 2 | 光伏 | PV | 50 | operating | 2021 | Huaneng Gansu Engery Development Co Ltd [100%] | Huaneng Jinchang Photovoltaic Power Generation | 38.5814 | 102.1368 | L100000801976 | G100000802296 | https://www.gem.wiki/Gansu_Province_Jinchuan_Xipo_Huaneng_Grid-Connected_solar_farm | Global Solar Power Tracker - February 2026 |  | 不适用 | 运行参数继承参考Generators_data.csv的风电/光伏设定
1167 | GS | 2 | 甘肃 | Jinchang | Jinchuan District | 金昌金耀发电金川区西坡并网光伏发电项目50.0MW发电工程 | Gansu Province Jinchuan Xipo Jinyao Grid-Connected solar farm | -- | 光伏 | PV | 50 | operating | 2013 | Zhang Shaohe [5%]; Zheng Yincai [55%]; Jinchang Dongfang Industrial Development Co Ltd [40%] | Jinchang Jinyao Power Generation | 38.5814 | 102.1368 | L100000801977 | G100000802297 | https://www.gem.wiki/Gansu_Province_Jinchuan_Xipo_Jinyao_Grid-Connected_solar_farm | Global Solar Power Tracker - February 2026 |  | 不适用 | 运行参数继承参考Generators_data.csv的风电/光伏设定
1168 | GS | 2 | 甘肃 | Jinchang | Jinchuan District | 金昌君威新能源金川西坡并网发电项目50.0MW发电工程 | Gansu Province Jinchuan Xipo Junwei Grid-Connected solar farm | -- | 光伏 | PV | 50 | operating | 2015 | Shanghai Bodao Electromechanical Equipment Co Ltd [88%]; Shanghai Qingjie New Energy Technology Co Ltd [12%] | Jinchang Junwei New Energy | 38.5814 | 102.1368 | L100000801978 | G100000802298 | https://www.gem.wiki/Gansu_Province_Jinchuan_Xipo_Junwei_Grid-Connected_solar_farm | Global Solar Power Tracker - February 2026 |  | 不适用 | 运行参数继承参考Generators_data.csv的风电/光伏设定
1169 | GS | 2 | 甘肃 | Jinchang | Jinchuan District | 金昌中新能电力金川西坡并网光伏发电项目100.0MW发电工程 | Gansu Province Jinchuan Xipo Zhongxin Grid-Connected solar farm | -- | 光伏 | PV | 100 | operating | 2014 | Shanghai Guxin Asset Management Co Ltd [100%] | Jinchang Zhongxinneng Power | 38.5714 | 102.1043 | L100000801973 | G100000802292 | https://www.gem.wiki/Gansu_Province_Jinchuan_Xipo_Zhongxin_Grid-Connected_solar_farm | Global Solar Power Tracker - February 2026 |  | 不适用 | 运行参数继承参考Generators_data.csv的风电/光伏设定
1170 | GS | 2 | 甘肃 | Jinchang | Jinchuan District | 振新光伏发电公司金昌金川并网光伏100MW发电项目 | Gansu Province Jinchuan Zhenxin Grid-Connected solar farm | -- | 光伏 | PV | 100 | operating | 2013 | CLP China Solar Power Project Co Ltd [49%]; CLP Sichuan (Jiangbian) Power Generation Co Ltd [51%] | Jinchang Zhenxin Photovoltaic Power | 38.6072 | 102.1441 | L100000801967 | G100000802286 | https://www.gem.wiki/Gansu_Province_Jinchuan_Zhenxin_Grid-Connected_solar_farm | Global Solar Power Tracker - February 2026 |  | 不适用 | 运行参数继承参考Generators_data.csv的风电/光伏设定
1171 | GS | 2 | 甘肃 | Jinchang | Jinchuan District | 金昌市中科新能源金川区金武公路并网光伏发电项目50.0MW发电工程 | Gansu Province Jinchuan Zhongke Grid-Connected solar farm | -- | 光伏 | PV | 50 | operating | 2013 | China Nuclear Exchange Energy Co Ltd [100%] | Jinchang Zhongke New Energy | 38.4586 | 102.4424 | L100000801971 | G100000802290 | https://www.gem.wiki/Gansu_Province_Jinchuan_Zhongke_Grid-Connected_solar_farm | Global Solar Power Tracker - February 2026 |  | 不适用 | 运行参数继承参考Generators_data.csv的风电/光伏设定
1172 | GS | 2 | 甘肃 | Jiuquan | Jinta | 酒泉金塔县科盛40WM光伏发电项目 | Gansu Province Jinta Kesheng solar farm | -- | 光伏 | PV | 40 | operating | 2021 | Jiuquan Jingke Power Co Ltd [100%] | Jinta Kesheng Photovoltaic Power Generation | 39.9837 | 98.9978 | L100000802302 | G100000802758 | https://www.gem.wiki/Gansu_Province_Jinta_Kesheng_solar_farm | Global Solar Power Tracker - February 2026 |  | 不适用 | 运行参数继承参考Generators_data.csv的风电/光伏设定
1173 | GS | 2 | 甘肃 | Jiuquan | Dunhuang City | 敦煌晶澳光伏电力开发酒泉敦煌并网光伏发电项目一期50.0MW发电工程 | Gansu Province Jiuquan Dunhuang Jing'ao Grid-Connected solar farm | 1 | 光伏 | PV | 50 | operating | 2015 | Xinjiang Silk Road Kunyuan Energy Co Ltd [50%]; China Power Investment Northeast New Energy Development Co Ltd [50%] | Dunhuang Jing'ao Photovoltaic Power Development | 40.1122 | 94.4829 | L100000801988 | G100000802310 | https://www.gem.wiki/Gansu_Province_Jiuquan_Dunhuang_Jing'ao_Grid-Connected_solar_farm | Global Solar Power Tracker - February 2026 |  | 不适用 | 运行参数继承参考Generators_data.csv的风电/光伏设定
1174 | GS | 2 | 甘肃 | Jiuquan | Dunhuang City | 敦煌晶澳光伏电力开发酒泉敦煌并网光伏发电项目二期50.0MW发电工程 | Gansu Province Jiuquan Dunhuang Jing'ao Grid-Connected solar farm | 2 | 光伏 | PV | 50 | operating | 2015 | Xinjiang Silk Road Kunyuan Energy Co Ltd [50%]; China Power Investment Northeast New Energy Development Co Ltd [50%] | Dunhuang Jing'ao Photovoltaic Power Development | 40.1122 | 94.4829 | L100000801988 | G100000802309 | https://www.gem.wiki/Gansu_Province_Jiuquan_Dunhuang_Jing'ao_Grid-Connected_solar_farm | Global Solar Power Tracker - February 2026 |  | 不适用 | 运行参数继承参考Generators_data.csv的风电/光伏设定
1175 | GS | 2 | 甘肃 | Jiuquan | Dunhuang City | 敦煌力诺太阳能电力酒泉敦煌并网光伏发电项目50.0MW发电工程 | Gansu Province Jiuquan Dunhuang Linuo Grid-Connected solar farm | 1 | 光伏 | PV | 50 | operating | 2015 | CECEP Solar Energy Technology Co Ltd [100%] | Dunhuang Linuo Solar Power | 40.1057 | 94.4947 | L100000801989 | G100000802311 | https://www.gem.wiki/Gansu_Province_Jiuquan_Dunhuang_Linuo_Grid-Connected_solar_farm | Global Solar Power Tracker - February 2026 |  | 不适用 | 运行参数继承参考Generators_data.csv的风电/光伏设定
1176 | GS | 2 | 甘肃 | Jiuquan | Dunhuang City | 敦煌力诺太阳能电力有限公司敦煌20兆瓦并网光伏发电项目 | Gansu Province Jiuquan Dunhuang Linuo Grid-Connected solar farm | 2 | 光伏 | PV | 20 | operating | 2017 | CECEP Solar Energy Technology Co Ltd [100%] | Dunhuang Linuo Solar Power | 40.1105 | 94.5004 | L100000801989 | G100000802312 | https://www.gem.wiki/Gansu_Province_Jiuquan_Dunhuang_Linuo_Grid-Connected_solar_farm | Global Solar Power Tracker - February 2026 |  | 不适用 | 运行参数继承参考Generators_data.csv的风电/光伏设定
1177 | GS | 2 | 甘肃 | Jiuquan | Dunhuang City | 敦煌市天润新能源酒泉敦煌并网光伏发电项目30.0MW发电工程 | Gansu Province Jiuquan Dunhuang Tianrun Grid-Connected solar farm | -- | 光伏 | PV | 30 | operating | 2014 | Zhejiang Qingneng Energy Development Co Ltd [51%]; Zhejiang Chint New Energy Development Co Ltd [49%] | Dunhuang Tianrun New Energy | 40.1024 | 94.5049 | L100000801992 | G100000802315 | https://www.gem.wiki/Gansu_Province_Jiuquan_Dunhuang_Tianrun_Grid-Connected_solar_farm | Global Solar Power Tracker - February 2026 |  | 不适用 | 运行参数继承参考Generators_data.csv的风电/光伏设定
1178 | GS | 2 | 甘肃 | Jiuquan | Dunhuang City | 敦煌正泰光伏发电酒泉敦煌并网光伏发电项目二期50.0MW发电工程 | Gansu Province Jiuquan Dunhuang Zhengtai Grid-Connected solar farm | -- | 光伏 | PV | 50 | operating | 2015 | Zhejiang Qingneng Energy Development Co Ltd [51%]; Zhejiang Chint New Energy Development Co Ltd [49%] | Dunhuang Chint Photovoltaic Power Generation | 40.0700 | 94.5018 | L100000801991 | G100000802314 | https://www.gem.wiki/Gansu_Province_Jiuquan_Dunhuang_Zhengtai_Grid-Connected_solar_farm | Global Solar Power Tracker - February 2026 |  | 不适用 | 运行参数继承参考Generators_data.csv的风电/光伏设定
1179 | GS | 2 | 甘肃 | Jiuquan | Guazhou | 三峡新能源酒泉瓜州并网光伏发电项目100.0MW发电工程 | Gansu Province Jiuquan Guazhou Grid-Connected solar farm | -- | 光伏 | PV | 100 | operating | 2014 | unknown [1%]; China Three Gorges New Energy (Group) Co Ltd [99%] | Three Gorges New Energy Jiuquan | 40.6090 | 96.4060 | L100000801993 | G100000802316 | https://www.gem.wiki/Gansu_Province_Jiuquan_Guazhou_Grid-Connected_solar_farm | Global Solar Power Tracker - February 2026 |  | 不适用 | 运行参数继承参考Generators_data.csv的风电/光伏设定
1180 | GS | 2 | 甘肃 | Jiuquan | Jinta | 粤水电新能源公司酒泉金塔红柳洼并网光伏50MWp 发电工程 | Gansu Province Jiuquan Jinta Hongliuwa Grid-Connected solar farm | -- | 光伏 | PV | 50 | operating | 2013 | Xinjiang Yue Hydropower Energy Co Ltd [100%] | Jinta Yueshui New Energy | 39.9786 | 98.9798 | L100000801994 | G100000802317 | https://www.gem.wiki/Gansu_Province_Jiuquan_Jinta_Hongliuwa_Grid-Connected_solar_farm | Global Solar Power Tracker - February 2026 |  | 不适用 | 运行参数继承参考Generators_data.csv的风电/光伏设定
1181 | GS | 2 | 甘肃 | Jiuquan | Jinta | 金塔万晟光电酒泉金塔红柳洼并网光伏发电项目100.0MW发电工程 | Gansu Province Jiuquan Jinta Hongliuwa Wansheng Grid-Connected solar farm | -- | 光伏 | PV | 100 | operating | 2015 | China Nuclear Huineng Co Ltd [100%] | Jinta Wansheng Optoelectronics | 39.9702 | 98.9659 | L100000801995 | G100000802318 | https://www.gem.wiki/Gansu_Province_Jiuquan_Jinta_Hongliuwa_Wansheng_Grid-Connected_solar_farm | Global Solar Power Tracker - February 2026 |  | 不适用 | 运行参数继承参考Generators_data.csv的风电/光伏设定
1182 | GS | 2 | 甘肃 | Jiuquan | Suzhou District | 朝阳新能源发电公司酒泉肃州并网光伏一期50.0MWp发电工程 | Gansu Province Jiuquan Suzhou Chaoyang Grid-Connected solar farm | 1 | 光伏 | PV | 50 | operating | 2013 | China Three Gorges New Energy (Group) Co Ltd [100%] | Jiuquan Chaoyang New Energy Power Generation | 39.6260 | 98.5230 | L100000801996 | G100000802319 | https://www.gem.wiki/Gansu_Province_Jiuquan_Suzhou_Chaoyang_Grid-Connected_solar_farm | Global Solar Power Tracker - February 2026 |  | 不适用 | 运行参数继承参考Generators_data.csv的风电/光伏设定
1183 | GS | 2 | 甘肃 | Jiuquan | Suzhou District | 酒泉三阳新能源发电肃州并网光伏发电项目二期50.0MW发电工程 | Gansu Province Jiuquan Suzhou Sanyang Grid-Connected solar farm | 2 | 光伏 | PV | 50 | operating | 2014 | China Three Gorges New Energy (Group) Co Ltd [100%] | Jiuquan Sanyang New Energy Power Generation | 39.6210 | 98.5380 | L100000801997 | G100000802320 | https://www.gem.wiki/Gansu_Province_Jiuquan_Suzhou_Sanyang_Grid-Connected_solar_farm | Global Solar Power Tracker - February 2026 |  | 不适用 | 运行参数继承参考Generators_data.csv的风电/光伏设定
1184 | GS | 2 | 甘肃 | Wuwei | Liangzhou District | 武威奥特斯维光伏发电凉州并网光伏发电项目50.0MW发电工程 | Gansu Province Liangzhou Aotesiwei Grid-Connected solar farm | -- | 光伏 | PV | 50 | operating | 2013 | Jiangsu Sunshine Group Investment Co Ltd [1%]; Jiangsu Sunshine Group Co Ltd [99%] | Weiwu Aotesiwei Photovoltaic Power | 38.1033 | 102.3065 | L100000801999 | G100000802324 | https://www.gem.wiki/Gansu_Province_Liangzhou_Aotesiwei_Grid-Connected_solar_farm | Global Solar Power Tracker - February 2026 |  | 不适用 | 运行参数继承参考Generators_data.csv的风电/光伏设定
1185 | GS | 2 | 甘肃 | Wuwei | Liangzhou District | 中节能武威凉州南大滩并网光伏20MWp发电工程 | Gansu Province Liangzhou CECEP Grid-Connected solar farm | 1 | 光伏 | PV | 20 | operating | 2011 | China Energy Investment Group Gansu Power Co Ltd [100%] | China Energy Conservation Gansu Wuwei Solar Power Generation | 38.1048 | 102.2822 | L100000802000 | G100000831501 | https://www.gem.wiki/Gansu_Province_Liangzhou_CECEP_Grid-Connected_solar_farm | Global Solar Power Tracker - February 2026 |  | 不适用 | 运行参数继承参考Generators_data.csv的风电/光伏设定
1186 | GS | 2 | 甘肃 | Wuwei | Liangzhou District | 中节能甘肃武威太阳能发电凉州区并网光伏发电项目二期30.0MW发电工程 | Gansu Province Liangzhou CECEP Grid-Connected solar farm | 2 | 光伏 | PV | 30 | operating | 2012 | CECEP Solar Energy Technology Co Ltd [100%] | CECEP Gansu Wuwei Solar Power Generation | 38.1033 | 102.3065 | L100000802000 | G100000802327 | https://www.gem.wiki/Gansu_Province_Liangzhou_CECEP_Grid-Connected_solar_farm | Global Solar Power Tracker - February 2026 |  | 不适用 | 运行参数继承参考Generators_data.csv的风电/光伏设定
1187 | GS | 2 | 甘肃 | Wuwei | Liangzhou District | 中节能甘肃武威太阳能发电凉州区并网光伏发电项目三期30.0MW发电工程 | Gansu Province Liangzhou CECEP Grid-Connected solar farm | 3 | 光伏 | PV | 30 | operating | 2014 | CECEP Solar Energy Technology Co Ltd [100%] | CECEP Gansu Wuwei Solar Power Generation | 38.1101 | 102.2460 | L100000802000 | G100000802326 | https://www.gem.wiki/Gansu_Province_Liangzhou_CECEP_Grid-Connected_solar_farm | Global Solar Power Tracker - February 2026 |  | 不适用 | 运行参数继承参考Generators_data.csv的风电/光伏设定
1188 | GS | 2 | 甘肃 | Wuwei | Liangzhou District | 中节能太阳能(武威)科技中节能凉州区并网光伏发电项目100.0MW发电工程 | Gansu Province Liangzhou CECEP Grid-Connected solar farm | 4 | 光伏 | PV | 100 | operating | 2014 | CECEP Solar Energy Technology Co Ltd [100%] | CECEP Solar Energy (Wuwei) Technology | 38.0830 | 102.3250 | L100000802000 | G100000802325 | https://www.gem.wiki/Gansu_Province_Liangzhou_CECEP_Grid-Connected_solar_farm | Global Solar Power Tracker - February 2026 |  | 不适用 | 运行参数继承参考Generators_data.csv的风电/光伏设定
1189 | GS | 2 | 甘肃 | Wuwei | Liangzhou District | 中节能凉州区五期 100 兆瓦并 网光伏发电项目 | Gansu Province Liangzhou CECEP Grid-Connected solar farm | 5 | 光伏 | PV | 100 | operating | 2022 | China Energy Investment Group Gansu Power Co Ltd [100%] | China Energy Conservation Gansu Wuwei Solar Power Generation | 38.0960 | 102.8380 | L100000802000 | G100000831502 | https://www.gem.wiki/Gansu_Province_Liangzhou_CECEP_Grid-Connected_solar_farm | Global Solar Power Tracker - February 2026 |  | 不适用 | 运行参数继承参考Generators_data.csv的风电/光伏设定
1190 | GS | 2 | 甘肃 | Wuwei | Liangzhou District | 甘肃中电投新能源武威凉州区并网光伏发电项目50.0MW发电工程 | Gansu Province Liangzhou Zhongdiantou Grid-Connected solar farm | -- | 光伏 | PV | 50 | operating | 2013 | Qinghai Huanghe Hydropower Development Co Ltd [100%] | Gansu China Power Investment New Energy Power Generation | 38.1030 | 102.3260 | L100000802001 | G100000802328 | https://www.gem.wiki/Gansu_Province_Liangzhou_Zhongdiantou_Grid-Connected_solar_farm | Global Solar Power Tracker - February 2026 |  | 不适用 | 运行参数继承参考Generators_data.csv的风电/光伏设定
1191 | GS | 2 | 甘肃 | Zhangye | Sunan | 肃南裕固族自治县中能产业园张掖柳古墩滩并网光伏发电项目50.0MW发电工程 | Gansu Province Sunan Liuguduntan Grid-Connected solar farm | -- | 光伏 | PV | 50 | operating | 2013 | China Nuclear Exchange Energy Co Ltd [100%] | Sunan Yugu Autonomous County Zhongneng Industrial Park | 39.4537 | 99.5091 | L100000802018 | G100000802346 | https://www.gem.wiki/Gansu_Province_Sunan_Liuguduntan_Grid-Connected_solar_farm | Global Solar Power Tracker - February 2026 |  | 不适用 | 运行参数继承参考Generators_data.csv的风电/光伏设定
1192 | GS | 2 | 甘肃 | Wuwei | Minqin | 中节能甘肃武威太阳能发电有限公司民勤红沙岗一期30兆瓦并网光伏发电项目 | Gansu Province Wuwei Hongshagang CECEP Grid-Connected solar farm | 1 | 光伏 | PV | 30 | operating | 2015 | CECEP Solar Energy Technology Co Ltd [100%] | CECEP Gansu Wuwei Solar Power Generation | 38.9823 | 102.4806 | L100000802008 | G100000802336 | https://www.gem.wiki/Gansu_Province_Wuwei_Hongshagang_CECEP_Grid-Connected_solar_farm | Global Solar Power Tracker - February 2026 |  | 不适用 | 运行参数继承参考Generators_data.csv的风电/光伏设定
1193 | GS | 2 | 甘肃 | Wuwei | Minqin | 中节能民勤红沙岗二期70兆瓦并网光伏发电项目 | Gansu Province Wuwei Hongshagang CECEP Grid-Connected solar farm | 2 | 光伏 | PV | 70 | operating | 2021 | China Energy Conservation Solar Energy Technology Co Ltd [100%] | CECEP Gansu Wuwei Solar Power Generation | 38.7113 | 102.8369 | L100000802008 | G100000830184 | https://www.gem.wiki/Gansu_Province_Wuwei_Hongshagang_CECEP_Grid-Connected_solar_farm | Global Solar Power Tracker - February 2026 |  | 不适用 | 运行参数继承参考Generators_data.csv的风电/光伏设定
1194 | GS | 2 | 甘肃 | Wuwei | Minqin | 甘肃民勤汇能新能源开发武威红沙岗并网光伏发电项目50.0MW发电工程 | Gansu Province Wuwei Hongshagang Huineng Grid-Connected solar farm | -- | 光伏 | PV | 50 | operating | 2014 | Xinjiang Silk Road Kunyuan Energy Co Ltd [100%] | Gansu Minqin Huineng New Energy Development | 38.9831 | 102.4785 | L100000802009 | G100000802337 | https://www.gem.wiki/Gansu_Province_Wuwei_Hongshagang_Huineng_Grid-Connected_solar_farm | Global Solar Power Tracker - February 2026 |  | 不适用 | 运行参数继承参考Generators_data.csv的风电/光伏设定
1195 | GS | 2 | 甘肃 | Wuwei | Minqin | 民勤量子新能源武威红沙岗并网光伏发电项目50.0MW发电工程 | Gansu Province Wuwei Hongshagang Liangzi Grid-Connected solar farm | -- | 光伏 | PV | 50 | operating | 2014 | Shenzhen Huayi Education Investment Consulting Co Ltd [100%] | Minqin Liangzi New Energy | 38.9728 | 102.4701 | L100000802010 | G100000802338 | https://www.gem.wiki/Gansu_Province_Wuwei_Hongshagang_Liangzi_Grid-Connected_solar_farm | Global Solar Power Tracker - February 2026 |  | 不适用 | 运行参数继承参考Generators_data.csv的风电/光伏设定
1196 | GS | 2 | 甘肃 | Wuwei | Minqin | 武威航天日泽民勤红沙岗一期30兆瓦光伏发电项目 | Gansu Province Wuwei Hongshagang Rize Grid-Connected solar farm | 1 | 光伏 | PV | 30 | operating | 2016 | Gansu Aerospace New Energy Investment Group Co Ltd [42%]; Tang Huanji [18%]; Beijing Rize New Energy Technology Development Co Ltd [40%] | Wuwei Aerospace Rize New Energy Development | 38.9652 | 102.4716 | L100000802007 | G100000802335 | https://www.gem.wiki/Gansu_Province_Wuwei_Hongshagang_Rize_Grid-Connected_solar_farm | Global Solar Power Tracker - February 2026 |  | 不适用 | 运行参数继承参考Generators_data.csv的风电/光伏设定
1197 | GS | 2 | 甘肃 | Wuwei | Liangzhou District | 武威东润太阳能武威凉州光伏并网发电项目50.0MW发电工程 | Gansu Province Wuwei Liangzhou Dongrun Grid-Connected solar farm | -- | 光伏 | PV | 50 | operating | 2014 | Hunan Shuifa Xingye Green Energy Co Ltd [100%] | Wuwei Dongrun Solar Energy Development | 38.1080 | 102.3680 | L100000802002 | G100000802329 | https://www.gem.wiki/Gansu_Province_Wuwei_Liangzhou_Dongrun_Grid-Connected_solar_farm | Global Solar Power Tracker - February 2026 |  | 不适用 | 运行参数继承参考Generators_data.csv的风电/光伏设定
1198 | GS | 2 | 甘肃 | Wuwei | Liangzhou District | 武威华东众合新能源凉州并网光伏发电项目50.0MW发电工程 | Gansu Province Wuwei Liangzhou Huadong Zhonghe Grid-Connected solar farm | -- | 光伏 | PV | 50 | operating | 2014 | China Nuclear Exchange Energy Co Ltd [100%] | Wuwei Huadong Zhonghe New Energy | 38.1020 | 102.2330 | L100000802003 | G100000802330 | https://www.gem.wiki/Gansu_Province_Wuwei_Liangzhou_Huadong_Zhonghe_Grid-Connected_solar_farm | Global Solar Power Tracker - February 2026 |  | 不适用 | 运行参数继承参考Generators_data.csv的风电/光伏设定
1199 | GS | 2 | 甘肃 | Wuwei | Liangzhou District | 武威久源金属构件凉州并网光伏发电项目50.0MW发电工程 | Gansu Province Wuwei Liangzhou Jiuyuan Grid-Connected solar farm | -- | 光伏 | PV | 50 | operating | 2014 | China Nuclear Exchange Energy Co Ltd [100%] | Wuwei Jiuyuan Metal Components | 38.0920 | 102.3500 | L100000802004 | G100000802331 | https://www.gem.wiki/Gansu_Province_Wuwei_Liangzhou_Jiuyuan_Grid-Connected_solar_farm | Global Solar Power Tracker - February 2026 |  | 不适用 | 运行参数继承参考Generators_data.csv的风电/光伏设定
1200 | GS | 2 | 甘肃 | Wuwei | Liangzhou District | 武威润峰电力凉州区并网光伏发电项目30.0MW发电工程 | Gansu Province Wuwei Liangzhou Runfeng Grid-Connected solar farm | 1 | 光伏 | PV | 30 | operating | 2013 | Shanghai Guxin Asset Management Co Ltd [100%] | Wuwei Runfeng Electric Power | 38.1080 | 102.2960 | L100000802005 | G100000802332 | https://www.gem.wiki/Gansu_Province_Wuwei_Liangzhou_Runfeng_Grid-Connected_solar_farm | Global Solar Power Tracker - February 2026 |  | 不适用 | 运行参数继承参考Generators_data.csv的风电/光伏设定
1201 | GS | 2 | 甘肃 | Wuwei | Liangzhou District | 武威润峰二期50MW光伏并网发电项目 | Gansu Province Wuwei Liangzhou Runfeng Grid-Connected solar farm | 2 | 光伏 | PV | 50 | operating | 2017 | Shanghai Guxin Asset Management Co Ltd [100%] | Wuwei Runfeng Electric Power | 38.0860 | 102.2840 | L100000802005 | G100000802333 | https://www.gem.wiki/Gansu_Province_Wuwei_Liangzhou_Runfeng_Grid-Connected_solar_farm | Global Solar Power Tracker - February 2026 |  | 不适用 | 运行参数继承参考Generators_data.csv的风电/光伏设定
1202 | GS | 2 | 甘肃 | Wuwei | Liangzhou District | 中国水电建设集团武威光伏发电凉州区并网光伏发电项目50.0MW发电工程 | Gansu Province Wuwei Liangzhou Sinohydro Grid-Connected solar farm | -- | 光伏 | PV | 50 | operating | 2013 | Sinohydro Guazhou Wind Power Co Ltd [80%]; China Hydropower Construction Group New Energy Development Co Ltd [20%] | China Hydropower Construction Group Wuwei Photovoltaic Power | 38.0969 | 102.2814 | L100000802006 | G100000802334 | https://www.gem.wiki/Gansu_Province_Wuwei_Liangzhou_Sinohydro_Grid-Connected_solar_farm | Global Solar Power Tracker - February 2026 |  | 不适用 | 运行参数继承参考Generators_data.csv的风电/光伏设定
1203 | GS | 2 | 甘肃 | Jinchang | Yongchang | 三峡新能源金昌永昌大寨滩并网光伏50MWp发电工程 | Gansu Province Yongchang Dazhaitan Grid-Conneted solar farm | 1 | 光伏 | PV | 50 | operating | 2012 | China Three Gorges New Energy (Group) Co Ltd [100%] | Three Gorges New Energy Jinchang Wind Power | 38.3119 | 102.2178 | L100000801981 | G100000802301 | https://www.gem.wiki/Gansu_Province_Yongchang_Dazhaitan_Grid-Conneted_solar_farm | Global Solar Power Tracker - February 2026 |  | 不适用 | 运行参数继承参考Generators_data.csv的风电/光伏设定
1204 | GS | 2 | 甘肃 | Jinchang | Yongchang | 三峡新能源金昌风电永昌河清滩并网光伏发电项目二期50.0MW发电工程 | Gansu Province Yongchang Heqingtan Grid-Conneted solar farm | 2 | 光伏 | PV | 50 | operating | 2013 | China Three Gorges New Energy (Group) Co Ltd [100%] | Three Gorges New Energy Jinchang Wind Power | 38.2820 | 102.2790 | L100000801982 | G100000802302 | https://www.gem.wiki/Gansu_Province_Yongchang_Heqingtan_Grid-Conneted_solar_farm | Global Solar Power Tracker - February 2026 |  | 不适用 | 运行参数继承参考Generators_data.csv的风电/光伏设定
1205 | GS | 2 | 甘肃 | Jinchang | Yongchang | 永昌协合太阳能发电金昌金川河清滩并网光伏发电项目50.0MW发电工程 | Gansu Province Yongchang Xiehe Grid-Conneted solar farm | -- | 光伏 | PV | 50 | operating | 2013 | Huaneng New Energy Co Ltd [100%] | Yongchang Xiehe Solar Power | 38.2709 | 102.2997 | L100000801983 | G100000802303 | https://www.gem.wiki/Gansu_Province_Yongchang_Xiehe_Grid-Conneted_solar_farm | Global Solar Power Tracker - February 2026 |  | 不适用 | 运行参数继承参考Generators_data.csv的风电/光伏设定
1206 | GS | 2 | 甘肃 | Jinchang | Yongchang | 正泰光伏发电公司金昌永昌河清滩并网光伏100MWp 发电工程 | Gansu Province Yongchang Zhengtai Grid-Conneted solar farm | 1 | 光伏 | PV | 100 | operating | 2013 | Zhejiang Qingneng Energy Development Co Ltd [51%]; Zhejiang Chint New Energy Development Co Ltd [49%] | Yongchang Chint Photovoltaic Power | 38.3193 | 102.2075 | L100000801984 | G100000802304 | https://www.gem.wiki/Gansu_Province_Yongchang_Zhengtai_Grid-Conneted_solar_farm | Global Solar Power Tracker - February 2026 |  | 不适用 | 运行参数继承参考Generators_data.csv的风电/光伏设定
1207 | GS | 2 | 甘肃 | Jinchang | Yongchang | 永昌正泰光伏发电金昌河清滩并网光伏发电项目二期100.0MW发电工程 | Gansu Province Yongchang Zhengtai Grid-Conneted solar farm | 2 | 光伏 | PV | 100 | operating | 2013 | Zhejiang Qingneng Energy Development Co Ltd [51%]; Zhejiang Chint New Energy Development Co Ltd [49%] | Yongchang Chint Photovoltaic Power | 38.3193 | 102.2075 | L100000801984 | G100000802305 | https://www.gem.wiki/Gansu_Province_Yongchang_Zhengtai_Grid-Conneted_solar_farm | Global Solar Power Tracker - February 2026 |  | 不适用 | 运行参数继承参考Generators_data.csv的风电/光伏设定
1208 | GS | 2 | 甘肃 | Jiuquan | Yumen City | 中节能玉门50兆瓦风光互补发电项目 | Gansu Province Yumen CECEP solar farm | -- | 光伏 | PV | 50 | operating | 2023 | China Energy Conservation and Environmental Protection Group Co Ltd [100%] | China Energy Conservation and Environmental Protection Group | 40.3035 | 97.0537 | L100000802318 | G100000802778 | https://www.gem.wiki/Gansu_Province_Yumen_CECEP_solar_farm | Global Solar Power Tracker - February 2026 |  | 不适用 | 运行参数继承参考Generators_data.csv的风电/光伏设定
1209 | GS | 2 | 甘肃 | Jiuquan | Yumen City | 中核玉门5万千瓦风光互补光伏发电项目 | Gansu Province Yumen CNNC solar farm | -- | 光伏 | PV | 50 | operating | 2022 | China National Nuclear Corp Ltd [100%] | China National Nuclear | 40.2420 | 97.0880 | L100000802317 | G100000802777 | https://www.gem.wiki/Gansu_Province_Yumen_CNNC_solar_farm | Global Solar Power Tracker - February 2026 |  | 不适用 | 运行参数继承参考Generators_data.csv的风电/光伏设定
1210 | GS | 2 | 甘肃 | Jiuquan | Yumen City | 大唐玉门5万千瓦光伏发电项目 | Gansu Province Yumen Datang solar farm | -- | 光伏 | PV | 50 | operating | 2023 | China Datang Corp Ltd [100%] | China Datang | 40.3035 | 97.0537 | L100000802319 | G100000802779 | https://www.gem.wiki/Gansu_Province_Yumen_Datang_solar_farm | Global Solar Power Tracker - February 2026 |  | 不适用 | 运行参数继承参考Generators_data.csv的风电/光伏设定
1211 | GS | 2 | 甘肃 | Zhangye | Linze | 甘肃中电投吉能新能源张掖临泽并网光伏发电项目50.0MW发电工程 | Gansu Province Zhangye Linze Zhongdiantou Grid-Connected solar farm | -- | 光伏 | PV | 50 | operating | 2014 | State Power Investment Corporation Jilin Energy Investment Co Ltd [28%]; Jilin Electric Power Co Ltd [71%] | Gansu China Power Investment Jineng New Energy | 39.0450 | 100.0760 | L100000802024 | G100000802352 | https://www.gem.wiki/Gansu_Province_Zhangye_Linze_Zhongdiantou_Grid-Connected_solar_farm | Global Solar Power Tracker - February 2026 |  | 不适用 | 运行参数继承参考Generators_data.csv的风电/光伏设定
1212 | GS | 2 | 甘肃 | Zhangye | Minle | 甘肃民乐华电福新太阳能发电张掖民乐光伏发电项目50.0MW发电工程 | Gansu Province Zhangye Minle Huadian Grid-Connected solar farm | -- | 光伏 | PV | 50 | operating | 2014 | Huadian Fuxin Energy Development Co Ltd. [100%] | Gansu Minle Huadian Fuxin Solar Power | 38.4410 | 100.8242 | L100000802025 | G100000802353 | https://www.gem.wiki/Gansu_Province_Zhangye_Minle_Huadian_Grid-Connected_solar_farm | Global Solar Power Tracker - February 2026 |  | 不适用 | 运行参数继承参考Generators_data.csv的风电/光伏设定
1213 | GS | 2 | 甘肃 | Tianshui | Qingshui | 三峡能源甘肃清水黄门100兆瓦农光储一体电站 | Gansu Qingshui Huangmen solar farm | -- | 光伏 | PV | 100 | operating | 2023 | China Three Gorges New Energy Co Ltd [100%] |  | 33.8430 | 106.1790 | L100000827920 | G100000831503 | https://www.gem.wiki/Gansu_Qingshui_Huangmen_solar_farm | Global Solar Power Tracker - February 2026 |  | 不适用 | 运行参数继承参考Generators_data.csv的风电/光伏设定
1214 | GS | 2 | 甘肃 | Tianshui | Qingshui | 清水绿动新能源有限公司清水县30兆瓦光伏扶贫电站项目（23MW） | Gansu Qingshui Huangmenzhen Lvdong solar farm | -- | 光伏 | PV | 30 | operating | 2018 | State Power Investment Group Gansu New Energy Co Ltd [100%] | Qingshui Lvdong New Energy | 34.8360 | 106.1320 | L100000802903 | G100000803386 | https://www.gem.wiki/Gansu_Qingshui_Huangmenzhen_Lvdong_solar_farm | Global Solar Power Tracker - February 2026 |  | 不适用 | 运行参数继承参考Generators_data.csv的风电/光伏设定
1215 | GS | 2 | 甘肃 | Zhangye | Shandan | 甘肃中帛源能源科技有限公司东乐北滩10万千瓦光伏项目 | Gansu Shandan Dongle Beitan Photovoltaic Base (China Nuclear Zhongboyuan) solar power plant | -- | 光伏 | PV | 100 | operating | 2024 | China Nuclear Huineng (Gansu) Energy Co Ltd | Gansu Zhongboyuan Energy Technology | 38.8955 | 100.8046 | L100000827924 | G100000831512 | https://www.gem.wiki/Gansu_Shandan_Dongle_Beitan_Photovoltaic_Base_(China_Nuclear_Zhongboyuan)_solar_power_plant | Global Solar Power Tracker - February 2026 |  | 不适用 | 运行参数继承参考Generators_data.csv的风电/光伏设定
1216 | GS | 2 | 甘肃 | Zhangye | Shandan | 山丹县曦景新能源电力有限公司东乐北滩10万千瓦光伏项目 | Gansu Shandan Dongle Beitan Photovoltaic Base (Xijing) solar power plant | -- | 光伏 | PV | 100 | operating | 2024 | China Power Engineering Consultants Group Northwest Design Institute Co Ltd | Shandan Xijing New Energy and Power | 38.8301 | 100.9340 | L100000827923 | G100000831511 | https://www.gem.wiki/Gansu_Shandan_Dongle_Beitan_Photovoltaic_Base_(Xijing)_solar_power_plant | Global Solar Power Tracker - February 2026 |  | 不适用 | 运行参数继承参考Generators_data.csv的风电/光伏设定
1217 | GS | 2 | 甘肃 | Zhangye | Shandan | 中钠新能源有限公司山丹县东乐北滩10万千瓦光伏 | Gansu Shandan Dongle Beitan Photovoltaic Base (Zhongna) solar power plant | -- | 光伏 | PV | 100 | operating | 2024 |  | Shandong Zhongna Energy Storage Materials | 38.8264 | 100.8290 | L100000827925 | G100000831513 | https://www.gem.wiki/Gansu_Shandan_Dongle_Beitan_Photovoltaic_Base_(Zhongna)_solar_power_plant | Global Solar Power Tracker - February 2026 |  | 不适用 | 运行参数继承参考Generators_data.csv的风电/光伏设定
1218 | GS | 2 | 甘肃 | Zhangye | Shandan | 甘肃天聚山丹县东乐北滩49.5兆瓦并网光伏发电项目 | Gansu Shandan Donglebeitan (Tianju) solar farm | -- | 光伏 | PV | 49.5 | operating | 2021 | Qingdao Niudong Construction and Installation Labor Engineering Co Ltd [100%] | Gansu Tianju Dongle Solar Power Generation | 38.8707 | 100.8242 | L100000809310 | G100000811668 | https://www.gem.wiki/Gansu_Shandan_Donglebeitan_(Tianju)_solar_farm | Global Solar Power Tracker - February 2026 |  | 不适用 | 运行参数继承参考Generators_data.csv的风电/光伏设定
1219 | GS | 2 | 甘肃 | Zhangye | Shandan | 山丹东乐滩百万千瓦级光伏发电基地30万千瓦光伏项目 | Gansu Shandan Dongletan Photovoltaic Base China Power Construction solar power plant | -- | 光伏 | PV | 300 | operating | 2023 | China Power Construction Group Gansu Gansu Energy Investment Co Ltd; Shandan County Shanhui New Energy Co Ltd |  | 38.8249 | 100.8290 | L100000809311 | G100000811669 | https://www.gem.wiki/Gansu_Shandan_Dongletan_Photovoltaic_Base_China_Power_Construction_solar_power_plant | Global Solar Power Tracker - February 2026 |  | 不适用 | 运行参数继承参考Generators_data.csv的风电/光伏设定
1220 | GS | 2 | 甘肃 | Zhangye | Shandan | 甘肃黑河能源开发有限责任公司山丹东乐滩10万千瓦光伏项目 | Gansu Shandan Dongletan Photovoltaic Base Heihe solar power plant | -- | 光伏 | PV | 100 | operating | 2022 | Gansu Heihe Hydropower Enterprises Investment Co Ltd [100%] | Gansu Heihe Energy Development | 38.8249 | 100.8290 | L100000809312 | G100000811670 | https://www.gem.wiki/Gansu_Shandan_Dongletan_Photovoltaic_Base_Heihe_solar_power_plant | Global Solar Power Tracker - February 2026 |  | 不适用 | 运行参数继承参考Generators_data.csv的风电/光伏设定
1221 | GS | 2 | 甘肃 | Zhangye | Shandan | 山丹东乐北滩百万千瓦级光伏发电基地10万千瓦光伏1＃项目 | Gansu Shandan Dongletan Photovoltaic Base State Power Investment solar power plant | 1 | 光伏 | PV | 100 | operating | 2022 | State Power Investment Group Gansu New Energy Co Ltd [100%] | Shandan County Comprehensive Smart New Energy | 38.8460 | 100.9490 | L100000809314 | G100000811672 | https://www.gem.wiki/Gansu_Shandan_Dongletan_Photovoltaic_Base_State_Power_Investment_solar_power_plant | Global Solar Power Tracker - February 2026 |  | 不适用 | 运行参数继承参考Generators_data.csv的风电/光伏设定
1222 | GS | 2 | 甘肃 | Zhangye | Shandan | 国家电投甘肃公司山丹2期100兆瓦光伏项目 | Gansu Shandan Dongletan Photovoltaic Base State Power Investment solar power plant | 2 | 光伏 | PV | 100 | operating | 2024 | Chongqing Yuanda Flue Gas Management Co Ltd; State Power Investment Group Gansu New Energy Co Ltd | Zhangye Lüdong New Energy | 38.8460 | 100.9490 | L100000809314 | G100000831514 | https://www.gem.wiki/Gansu_Shandan_Dongletan_Photovoltaic_Base_State_Power_Investment_solar_power_plant | Global Solar Power Tracker - February 2026 |  | 不适用 | 运行参数继承参考Generators_data.csv的风电/光伏设定
1223 | GS | 2 | 甘肃 | Zhangye | Shandan | 甘肃天聚山丹县东乐镇北滩49.5兆瓦并网光伏发电项目 | Gansu Shandan Donglezhen Beitan solar farm | -- | 光伏 | PV | 49.5 | operating | 2022 | Qingdao Niudong Construction and Installation Labor Service Engineering Co Ltd [100%] | Gansu Tianju Dongle Solar Power | 38.8259 | 100.8288 | L100000826785 | G100000830191 | https://www.gem.wiki/Gansu_Shandan_Donglezhen_Beitan_solar_farm | Global Solar Power Tracker - February 2026 |  | 不适用 | 运行参数继承参考Generators_data.csv的风电/光伏设定
1224 | GS | 2 | 甘肃 | Qingyang | Huan | 华能环县风光综合新能源示范项目A1光伏 | Gansu Shandong Power Export Huanxian (Huaneng) Wind/Solar Demonstration Project solar farms | A1 | 光伏 | PV | 105.6 | operating | 2025 | Huaneng Gansu Energy Development Co Ltd | Huaneng Longdong Energy | 36.3756 | 106.5931 | L100000826784 | G100000830185 | https://www.gem.wiki/Gansu_Qingyang_Huanxian_(Huaneng)_Wind/Solar_Demonstration_Project_solar_farms | Global Solar Power Tracker - February 2026 |  | 不适用 | 运行参数继承参考Generators_data.csv的风电/光伏设定
1225 | GS | 2 | 甘肃 | Qingyang | Huan | 华能环县风光综合新能源示范项目A2光伏 | Gansu Shandong Power Export Huanxian (Huaneng) Wind/Solar Demonstration Project solar farms | A2 | 光伏 | PV | 160.8 | operating | 2023 | Huaneng Gansu Energy Development Co Ltd | Huaneng Longdong Energy | 36.4639 | 106.6128 | L100000826784 | G100000830186 | https://www.gem.wiki/Gansu_Qingyang_Huanxian_(Huaneng)_Wind/Solar_Demonstration_Project_solar_farms | Global Solar Power Tracker - February 2026 |  | 不适用 | 运行参数继承参考Generators_data.csv的风电/光伏设定
1226 | GS | 2 | 甘肃 | Qingyang | Huan | 华能环县风光综合新能源示范项目B1光伏 | Gansu Shandong Power Export Huanxian (Huaneng) Wind/Solar Demonstration Project solar farms | B1 | 光伏 | PV | 179 | operating | 2023 | Huaneng Gansu Energy Development Co Ltd | Huaneng Longdong Energy | 36.4680 | 106.6160 | L100000826784 | G100000830187 | https://www.gem.wiki/Gansu_Qingyang_Huanxian_(Huaneng)_Wind/Solar_Demonstration_Project_solar_farms | Global Solar Power Tracker - February 2026 |  | 不适用 | 运行参数继承参考Generators_data.csv的风电/光伏设定
1227 | GS | 2 | 甘肃 | Qingyang | Huan | 华能环县风光综合新能源示范项目B2光伏 | Gansu Shandong Power Export Huanxian (Huaneng) Wind/Solar Demonstration Project solar farms | B2 | 光伏 | PV | 179 | operating | 2023 | Huaneng Gansu Energy Development Co Ltd | Huaneng Longdong Energy | 36.6251 | 106.8233 | L100000826784 | G100000830188 | https://www.gem.wiki/Gansu_Qingyang_Huanxian_(Huaneng)_Wind/Solar_Demonstration_Project_solar_farms | Global Solar Power Tracker - February 2026 |  | 不适用 | 运行参数继承参考Generators_data.csv的风电/光伏设定
1228 | GS | 2 | 甘肃 | Qingyang | Huan | 华能环县风光综合新能源示范项目C1光伏 | Gansu Shandong Power Export Huanxian (Huaneng) Wind/Solar Demonstration Project solar farms | C1 | 光伏 | PV | 168 | operating | 2023 | Huaneng Gansu Energy Development Co Ltd | Huaneng Longdong Energy | 36.6260 | 106.8230 | L100000826784 | G100000830189 | https://www.gem.wiki/Gansu_Qingyang_Huanxian_(Huaneng)_Wind/Solar_Demonstration_Project_solar_farms | Global Solar Power Tracker - February 2026 |  | 不适用 | 运行参数继承参考Generators_data.csv的风电/光伏设定
1229 | GS | 2 | 甘肃 | Qingyang | Huan | 华能环县风光综合新能源示范项目C2光伏 | Gansu Shandong Power Export Huanxian (Huaneng) Wind/Solar Demonstration Project solar farms | C2 | 光伏 | PV | 168 | operating | 2023 | Huaneng Gansu Energy Development Co Ltd | Huaneng Longdong Energy | 36.5788 | 107.3194 | L100000826784 | G100000830190 | https://www.gem.wiki/Gansu_Qingyang_Huanxian_(Huaneng)_Wind/Solar_Demonstration_Project_solar_farms | Global Solar Power Tracker - February 2026 |  | 不适用 | 运行参数继承参考Generators_data.csv的风电/光伏设定
1230 | GS | 2 | 甘肃 | Qingyang | Huan |  | Gansu Shandong Power Export Huanxian (Huaneng) Wind/Solar Demonstration Project solar farms | D1 | 光伏 | PV | 90 | operating | 2025 | Huaneng Gansu Energy Development Co Ltd | Huaneng Longdong Energy | 36.5510 | 107.1990 | L100000826784 | G100001022030 | https://www.gem.wiki/Gansu_Qingyang_Huanxian_(Huaneng)_Wind/Solar_Demonstration_Project_solar_farms | Global Solar Power Tracker - February 2026 |  | 不适用 | 运行参数继承参考Generators_data.csv的风电/光伏设定
1231 | GS | 2 | 甘肃 | Qingyang | Huan |  | Gansu Shandong Power Export Huanxian (Huaneng) Wind/Solar Demonstration Project solar farms | D2 | 光伏 | PV | 90 | operating | 2025 | Huaneng Gansu Energy Development Co Ltd | Huaneng Longdong Energy | 36.5510 | 107.1990 | L100000826784 | G100001022033 | https://www.gem.wiki/Gansu_Qingyang_Huanxian_(Huaneng)_Wind/Solar_Demonstration_Project_solar_farms | Global Solar Power Tracker - February 2026 |  | 不适用 | 运行参数继承参考Generators_data.csv的风电/光伏设定
1232 | GS | 2 | 甘肃 | Qingyang | Huan |  | Gansu Shandong Power Export Huanxian (Huaneng) Wind/Solar Demonstration Project solar farms | E1 | 光伏 | PV | 90 | operating | 2025 | Huaneng Gansu Energy Development Co Ltd | Huaneng Longdong Energy | 36.5510 | 107.1990 | L100000826784 | G100001022034 | https://www.gem.wiki/Gansu_Qingyang_Huanxian_(Huaneng)_Wind/Solar_Demonstration_Project_solar_farms | Global Solar Power Tracker - February 2026 |  | 不适用 | 运行参数继承参考Generators_data.csv的风电/光伏设定
1233 | GS | 2 | 甘肃 | Qingyang | Huan |  | Gansu Shandong Power Export Huanxian (Huaneng) Wind/Solar Demonstration Project solar farms | E2 | 光伏 | PV | 90 | operating |  | Huaneng Gansu Energy Development Co Ltd | Huaneng Longdong Energy | 36.5510 | 107.1990 | L100000826784 | G100001022035 | https://www.gem.wiki/Gansu_Qingyang_Huanxian_(Huaneng)_Wind/Solar_Demonstration_Project_solar_farms | Global Solar Power Tracker - February 2026 |  | 不适用 | 运行参数继承参考Generators_data.csv的风电/光伏设定
1234 | GS | 2 | 甘肃 | Qingyang | Huan |  | Gansu Shandong Power Export Huanxian (Huaneng) Wind/Solar Demonstration Project solar farms | F1 | 光伏 | PV | 90 | operating | 2025 | Huaneng Gansu Energy Development Co Ltd | Huaneng Longdong Energy | 36.5510 | 107.1990 | L100000826784 | G100001022036 | https://www.gem.wiki/Gansu_Qingyang_Huanxian_(Huaneng)_Wind/Solar_Demonstration_Project_solar_farms | Global Solar Power Tracker - February 2026 |  | 不适用 | 运行参数继承参考Generators_data.csv的风电/光伏设定
1235 | GS | 2 | 甘肃 | Qingyang |  |  | Gansu Shandong Power Export Huanxian (Huaneng) Wind/Solar Demonstration Project solar farms | F2 | 光伏 | PV | 90 | operating | 2025 | Huaneng Gansu Energy Development Co Ltd | Huaneng Longdong Energy | 36.5510 | 107.1990 | L100000826784 | G100001022037 | https://www.gem.wiki/Gansu_Qingyang_Huanxian_(Huaneng)_Wind/Solar_Demonstration_Project_solar_farms | Global Solar Power Tracker - February 2026 |  | 不适用 | 运行参数继承参考Generators_data.csv的风电/光伏设定
1236 | GS | 2 | 甘肃 |  |  | 食用菌设施屋顶1200千瓦分布式光伏发电项目 | Gansu solar project | -- | 光伏 | PV | 1.2 | operating | 2017 |  |  | 38.0000 | 102.0000 | L100001011633 | G100001013009 | https://www.gem.wiki/Gansu_solar_project | Global Solar Power Tracker - February 2026 |  | 不适用 | 运行参数继承参考Generators_data.csv的风电/光伏设定
1237 | GS | 2 | 甘肃 | Jiuquan | Subei | 鲁能甘肃肃北马鬃山50MW光伏项目 | Gansu Subei Mazongshan (Luneng) solar farm | -- | 光伏 | PV | 50 | operating | 2022 | Luneng New Energy (Group) Co Ltd [100%] | Gansu Branch of Luneng New Energy (Group) | 41.8104 | 97.0288 | L100000809315 | G100000811673 | https://www.gem.wiki/Gansu_Subei_Mazongshan_(Luneng)_solar_farm | Global Solar Power Tracker - February 2026 |  | 不适用 | 运行参数继承参考Generators_data.csv的风电/光伏设定
1238 | GS | 2 | 甘肃 | Jiuquan | Subei | 三峡能源甘肃马鬃山50MW光伏储能项目 | Gansu Subei Mazongshan (Three Gorges) solar farm | -- | 光伏 | PV | 50 | operating | 2022 | China Three Gorges Renewables (Group) Co Ltd [100%] | Three Gorges New Energy Subei Wind Power | 41.8103 | 97.0288 | L100000826786 | G100000830192 | https://www.gem.wiki/Gansu_Subei_Mazongshan_(Three_Gorges)_solar_farm | Global Solar Power Tracker - February 2026 |  | 不适用 | 运行参数继承参考Generators_data.csv的风电/光伏设定
1239 | GS | 2 | 甘肃 | Jiuquan | Subei | 甘肃宏远光电酒泉肃北水光互补光伏发电项目30.0MW发电工程 | Gansu Subei Qingyanggou Hongyuan solar farm | -- | 光伏 | PV | 30 | operating | 2014 | Xinhua Power Development Investment Co Ltd [100%] | Gansu Hongyuan Photoelectric | 39.7281 | 96.4552 | L100000803276 | G100000803780 | https://www.gem.wiki/Gansu_Subei_Qingyanggou_Hongyuan_solar_farm | Global Solar Power Tracker - February 2026 |  | 不适用 | 运行参数继承参考Generators_data.csv的风电/光伏设定
1240 | GS | 2 | 甘肃 | Zhangye | Sunan | 华能肃南柳古墩滩百万千瓦级光伏发电基地20万千瓦光伏项目 | Gansu Sunan Liugu Duntan Huaneng solar power plant | -- | 光伏 | PV | 200 | operating | 2023 | Huaneng Gansu New Energy Development Co Ltd [100%] |  | 39.4770 | 99.5430 | L100000809316 | G100000811674 | https://www.gem.wiki/Gansu_Sunan_Liugu_Duntan_Huaneng_solar_power_plant | Global Solar Power Tracker - February 2026 |  | 不适用 | 运行参数继承参考Generators_data.csv的风电/光伏设定
1241 | GS | 2 | 甘肃 | Zhangye | Sunan | 肃南县明花柳古墩滩99.5兆瓦光伏并网发电项目 | Gansu Sunan Minghua Liuguduntan solar farm | -- | 光伏 | PV | 99.5 | operating | 2022 | State Power Investment Group Co Ltd [68%]; Guizhou Panjiang Investment Holding (Group) Co Ltd [25%]; unknown [6%] | State Power Investment Group Guizhou Jinyuan | 39.4571 | 99.5041 | L100000809317 | G100000811675 | https://www.gem.wiki/Gansu_Sunan_Minghua_Liuguduntan_solar_farm | Global Solar Power Tracker - February 2026 |  | 不适用 | 运行参数继承参考Generators_data.csv的风电/光伏设定
1242 | GS | 2 | 甘肃 | Jiuquan | Suzhou District | 东方电气酒泉50兆瓦光伏项目 | Gansu Suzhou (Dongfang) Green Hydrogen solar farm | -- | 光伏 | PV | 50 | operating | 2022 | Dongfang Electric (Jiuquam) Comprehensive Smart Energy Technology Co Ltd |  | 39.6003 | 98.5260 | L100001047976 | G100001054844 | https://www.gem.wiki/Gansu_Suzhou_(Dongfang)_Green_Hydrogen_solar_farm | Global Solar Power Tracker - February 2026 |  | 不适用 | 运行参数继承参考Generators_data.csv的风电/光伏设定
1243 | GS | 2 | 甘肃 | Jiuquan | Suzhou District | 酒泉市肃州区汇核新能源有限公司100兆瓦光伏发电项目 | Gansu Suzhou (Huihe) solar farm | -- | 光伏 | PV | 100 | operating | 2023 | Jiuquan Suzhou District Huihe New Energy Co Ltd |  | 39.5850 | 98.5870 | L100001048001 | G100001054875 | https://www.gem.wiki/Gansu_Suzhou_(Huihe)_solar_farm | Global Solar Power Tracker - February 2026 |  | 不适用 | 运行参数继承参考Generators_data.csv的风电/光伏设定
1244 | GS | 2 | 甘肃 | Jiuquan | Suzhou District | 肃州区卓耀100MW光伏电站项目 | Gansu Suzhou (Zhuoyao) solar farm | -- | 光伏 | PV | 100 | operating | 2024 | Jiuquan Zhuoyao New Energy Co Ltd |  | 39.5520 | 98.5560 | L100001047975 | G100001054842 | https://www.gem.wiki/Gansu_Suzhou_(Zhuoyao)_solar_farm | Global Solar Power Tracker - February 2026 |  | 不适用 | 运行参数继承参考Generators_data.csv的风电/光伏设定
1245 | GS | 2 | 甘肃 | Jiuquan | Suzhou District | 亚洲新能源太阳能发电酒泉肃州区并网光伏发电项目20.0MW发电工程 | Gansu Suzhou Asia New Energy solar farm | -- | 光伏 | PV | 20 | operating | 2015 | Catic Trust INC Ltd [100%] | Asia New Energy Solar Power (Jiuquan) | 39.5600 | 98.5240 | L100000803285 | G100000803791 | https://www.gem.wiki/Gansu_Suzhou_Asia_New_Energy_solar_farm | Global Solar Power Tracker - February 2026 |  | 不适用 | 运行参数继承参考Generators_data.csv的风电/光伏设定
1246 | GS | 2 | 甘肃 | Jiuquan | Suzhou District | 酒泉海润光伏发电有限公司肃州区东洞滩50兆瓦并网光伏发电项目 | Gansu Suzhou District Dongdongtan Hairun solar farm | -- | 光伏 | PV | 50 | operating | 2016 | Jinchang Junwei New Energy Co Ltd [100%] | Jiuquan Hairun Photovoltaic Power Generation | 39.6066 | 98.5492 | L100000802893 | G100000803374 | https://www.gem.wiki/Gansu_Suzhou_District_Dongdongtan_Hairun_solar_farm | Global Solar Power Tracker - February 2026 |  | 不适用 | 运行参数继承参考Generators_data.csv的风电/光伏设定
1247 | GS | 2 | 甘肃 | Jiuquan | Suzhou District | 北京金易格（酒泉）新能源科技发展有限公司肃州区东洞滩30兆瓦戈壁光伏生态设施示范项目二期20兆瓦并网光伏发电项目 | Gansu Suzhou District Dongdongtan Jinyige solar farm | 2 | 光伏 | PV | 20 | operating | 2018 | Jiuquan Jingzhou Technology Co Ltd [100%] | Beijing Jinyige (Jiuquan) New Energy Technology Development | 39.6330 | 98.5220 | L100000802914 | G100000803398 | https://www.gem.wiki/Gansu_Suzhou_District_Dongdongtan_Jinyige_solar_farm | Global Solar Power Tracker - February 2026 |  | 不适用 | 运行参数继承参考Generators_data.csv的风电/光伏设定
1248 | GS | 2 | 甘肃 | Jiuquan | Suzhou District | 鲁能新能源（集团）有限公司甘肃分公司肃州区东洞滩50兆瓦并网光伏发电项目 | Gansu Suzhou Dongdongtan (Luneng) solar farm | -- | 光伏 | PV | 50 | operating | 2021 | Luneng New Energy (Group) Co Ltd [100%] | Gansu Branch of Luneng New Energy (Group) | 39.5730 | 98.5190 | L100000809318 | G100000811676 | https://www.gem.wiki/Gansu_Suzhou_Dongdongtan_(Luneng)_solar_farm | Global Solar Power Tracker - February 2026 |  | 不适用 | 运行参数继承参考Generators_data.csv的风电/光伏设定
1249 | GS | 2 | 甘肃 | Jiuquan | Suzhou District | 东方电气酒泉太阳能发电肃州区东洞滩并网光伏发电项目20.0MW发电工程 | Gansu Suzhou Dongdongtan Dongfang solar farm | -- | 光伏 | PV | 20 | operating | 2015 | Dongfang Electric Investment Management Co Ltd [100%] | Dongfang Electric (Jiuquan) Solar Power Generation | 39.6170 | 98.5420 | L100000803287 | G100000803793 | https://www.gem.wiki/Gansu_Suzhou_Dongdongtan_Dongfang_solar_farm | Global Solar Power Tracker - February 2026 |  | 不适用 | 运行参数继承参考Generators_data.csv的风电/光伏设定
1250 | GS | 2 | 甘肃 | Jiuquan | Suzhou District | 中国电建酒泉东洞滩200兆瓦光伏项目 | Gansu Suzhou Dongruntan (China Power Construction) solar farm | -- | 光伏 | PV | 200 | operating | 2023 | Gansu Branch of China Power Construction New Energy Group Co Ltd |  | 39.5850 | 98.5870 | L100001048000 | G100001054874 | https://www.gem.wiki/Gansu_Suzhou_Dongruntan_(China_Power_Construction)_solar_farm | Global Solar Power Tracker - February 2026 |  | 不适用 | 运行参数继承参考Generators_data.csv的风电/光伏设定
1251 | GS | 2 | 甘肃 | Jiuquan | Suzhou District | 东洞滩100MW光伏发电项目 | Gansu Suzhou Dongruntan (Guorun) solar farm | -- | 光伏 | PV | 100 | operating | 2024 | Gansu Weilai Guorun New Energy Co Ltd |  | 39.6003 | 98.5620 | L100001047998 | G100001054872 | https://www.gem.wiki/Gansu_Suzhou_Dongruntan_(Guorun)_solar_farm | Global Solar Power Tracker - February 2026 |  | 不适用 | 运行参数继承参考Generators_data.csv的风电/光伏设定
1252 | GS | 2 | 甘肃 | Jiuquan | Suzhou District | 酒泉经济技术开发区产业投资(集团)有限公司3.45MW屋顶分布式光伏发电项目 | Gansu Suzhou Jiuquan Economic and Technological Development Zone Industrial Investment rooftop solar project | -- | 光伏 | Assumed PV | 3.4 | operating |  |  |  | 39.5785 | 98.8123 | L100001030856 | G100001036128 | https://www.gem.wiki/Gansu_Suzhou_Jiuquan_Economic_and_Technological_Development_Zone_Industrial_Investment_rooftop_solar_project | Global Solar Power Tracker - February 2026 |  | 不适用 | 运行参数继承参考Generators_data.csv的风电/光伏设定
1253 | GS | 2 | 甘肃 | Jiuquan | Suzhou District | 酒泉经济技术开发区产业投资 ( 集团 ) 有限公司 3.9MW 屋顶分布式光伏发电项目 | Gansu Suzhou Jiuquan Economic and Technological Development Zone Industrial Investment Rooftop solar project | -- | 光伏 | Assumed PV | 3.9 | operating |  |  |  | 39.5785 | 98.8123 | L100001031548 | G100001036820 | https://www.gem.wiki/Gansu_Suzhou_Jiuquan_Economic_and_Technological_Development_Zone_Industrial_Investment_Rooftop_solar_project | Global Solar Power Tracker - February 2026 |  | 不适用 | 运行参数继承参考Generators_data.csv的风电/光伏设定
1254 | GS | 2 | 甘肃 | Jiuquan | Suzhou District | 酒泉兴恒项目管理有限责任公司3MW屋顶分布式光伏发电项目 | Gansu Suzhou Jiuquan Xingheng Project rooftop solar project | -- | 光伏 | Assumed PV | 3 | operating |  |  |  | 39.5785 | 98.8123 | L100001030853 | G100001036125 | https://www.gem.wiki/Gansu_Suzhou_Jiuquan_Xingheng_Project_rooftop_solar_project | Global Solar Power Tracker - February 2026 |  | 不适用 | 运行参数继承参考Generators_data.csv的风电/光伏设定
1255 | GS | 2 | 甘肃 | Jiuquan | Suzhou District | 酒泉兴扬工程管理有限责任公司6MW屋顶分布式光伏发电项目 | Gansu Suzhou Jiuquan Xingyang Engineering rooftop solar project I | -- | 光伏 | Assumed PV | 6 | operating |  |  |  | 39.5785 | 98.8123 | L100001030854 | G100001036126 | https://www.gem.wiki/Gansu_Suzhou_Jiuquan_Xingyang_Engineering_rooftop_solar_project_I | Global Solar Power Tracker - February 2026 |  | 不适用 | 运行参数继承参考Generators_data.csv的风电/光伏设定
1256 | GS | 2 | 甘肃 | Jiuquan | Suzhou District | 酒泉兴扬工程管理有限责任公司5.4MW屋顶分布式光伏发电项目 | Gansu Suzhou Jiuquan Xingyang Engineering rooftop solar project II | -- | 光伏 | Assumed PV | 5.4 | operating |  |  |  | 39.5785 | 98.8123 | L100001030855 | G100001036127 | https://www.gem.wiki/Gansu_Suzhou_Jiuquan_Xingyang_Engineering_rooftop_solar_project_II | Global Solar Power Tracker - February 2026 |  | 不适用 | 运行参数继承参考Generators_data.csv的风电/光伏设定
1257 | GS | 2 | 甘肃 | Dingxi | Tongwei | 通渭县晶鸿电力有限公司50兆瓦光伏扶贫农光一体化光伏发电项目 | Gansu Tongwei Jinghong Poverty Alleviation solar farm | -- | 光伏 | PV | 50 | operating | 2018 | Jinko Power Co Ltd [100%] | Tongwei Jinghong Electric Power | 35.0210 | 104.9030 | L100000802913 | G100000803397 | https://www.gem.wiki/Gansu_Tongwei_Jinghong_Poverty_Alleviation_solar_farm | Global Solar Power Tracker - February 2026 |  | 不适用 | 运行参数继承参考Generators_data.csv的风电/光伏设定
1258 | GS | 2 | 甘肃 | Wuwei |  | 亿利集团30万千瓦光伏治沙工程 | Gansu Wuwei (Yili) solar farm | -- | 光伏 | PV | 500 | operating | 2022 | Gansu Yitao New Energy Co Ltd [100%] | Gansu Yiheng New Energy | 37.9275 | 102.6386 | L100000826788 | G100000830194 | https://www.gem.wiki/Gansu_Wuwei_(Yili)_solar_farm | Global Solar Power Tracker - February 2026 |  | 不适用 | 运行参数继承参考Generators_data.csv的风电/光伏设定
1259 | GS | 2 | 甘肃 | Wuwei | Gulang | 新华水电15万千瓦2个省内“十四五”第一批新能源指标光伏发电项目 | Gansu Wuwei Gulang (Xinhua) solar farm | -- | 光伏 | PV | 150 | operating | 2022 | Gansu Yitao New Energy Co Ltd [100%] | Gansu Yiheng New Energy | 37.6842 | 103.0805 | L100000826787 | G100000830193 | https://www.gem.wiki/Gansu_Wuwei_Gulang_(Xinhua)_solar_farm | Global Solar Power Tracker - February 2026 |  | 不适用 | 运行参数继承参考Generators_data.csv的风电/光伏设定
1260 | GS | 2 | 甘肃 | Wuwei | Gulang | 嘉寓嘉年古浪县300MW光伏电站项目 | Gansu Wuwei Gulang Jiayu solar power plant | 1 | 光伏 | PV | 300 | operating | 2023 | Gansu Jiake New Energy Development Co Ltd [100%] | Gansu Jianian Energy Conservation Technology | 37.7390 | 103.1030 | L100000809319 | G100000811677 | https://www.gem.wiki/Gansu_Wuwei_Gulang_Jiayu_solar_power_plant | Global Solar Power Tracker - February 2026 |  | 不适用 | 运行参数继承参考Generators_data.csv的风电/光伏设定
1261 | GS | 2 | 甘肃 | Wuwei | Gulang | 嘉律古浪黄花滩200MW光伏发电项目 | Gansu Wuwei Gulang Jiayu solar power plant | 2 | 光伏 | PV | 200 | operating | 2025 | Jiayu Xinxin Investment (Group) Co Ltd [100%] | Wuwei Jialü Energy Conservation Technology | 37.7390 | 103.1030 | L100000809319 | G100000831517 | https://www.gem.wiki/Gansu_Wuwei_Gulang_Jiayu_solar_power_plant | Global Solar Power Tracker - February 2026 |  | 不适用 | 运行参数继承参考Generators_data.csv的风电/光伏设定
1262 | GS | 2 | 甘肃 | Wuwei | Minqin | 甘肃武威汇能新能源开发民勤红沙岗并网光伏发电项目9.0MW发电工程 | Gansu Wuwei Huineng New Energy Development Hongshagang solar project | -- | 光伏 | PV | 9 | operating | 2013 |  |  | 38.7536 | 103.1689 | L100001011634 | G100001013010 | https://www.gem.wiki/Gansu_Wuwei_Huineng_New_Energy_Development_Hongshagang_solar_project | Global Solar Power Tracker - February 2026 |  | 不适用 | 运行参数继承参考Generators_data.csv的风电/光伏设定
1263 | GS | 2 | 甘肃 | Wuwei | Liangzhou District | 甘肃武威50万千瓦立体光伏治沙产业化示范项目凉州20万千瓦工程区 | Gansu Wuwei Liangzhou "Three-Dimensional" Desert Control Demonstration solar power plant | -- | 光伏 | PV | 200 | operating | 2023 | Gansu Yitao New Energy Co Ltd [100%] | Gansu Yiheng New Energy | 38.0547 | 103.1811 | L100000809321 | G100000811679 | https://www.gem.wiki/Gansu_Wuwei_Liangzhou_"Three-Dimensional"_Desert_Control_Demonstration_solar_power_plant | Global Solar Power Tracker - February 2026 |  | 不适用 | 运行参数继承参考Generators_data.csv的风电/光伏设定
1264 | GS | 2 | 甘肃 | Wuwei | Liangzhou District | 中电新能源武威凉州区70MW光伏发电项 | Gansu Wuwei Liangzhou (China Power International) solar power plant | -- | 光伏 | PV | 70 | operating | 2021 | China Power (New Energy) Co Ltd [51%]; China Power International New Energy Holding Ltd [49%] | Gansu China Power Wuwei Photovoltaic Power Generation | 37.8539 | 102.8381 | L100000809322 | G100000811680 | https://www.gem.wiki/Gansu_Wuwei_Liangzhou_(China_Power_International)_solar_power_plant | Global Solar Power Tracker - February 2026 |  | 不适用 | 运行参数继承参考Generators_data.csv的风电/光伏设定
1265 | GS | 2 | 甘肃 | Wuwei | Liangzhou District | 甘肃华电凉州九墩滩20万千瓦光伏项目 | Gansu Wuwei Liangzhou Jiuduntan (Huadian) Desert Control solar power plant | 1 | 光伏 | PV | 200 | operating |  | Huadian New Energy Group Corp Ltd | Gansu Wuwei Huadian Fuxian Power Genertation | 38.1434 | 102.7338 | L100000809323 | G100001051923 | https://www.gem.wiki/Gansu_Wuwei_Liangzhou_Jiuduntan_(Huadian)_Desert_Control_solar_power_plant | Global Solar Power Tracker - February 2026 |  | 不适用 | 运行参数继承参考Generators_data.csv的风电/光伏设定
1266 | GS | 2 | 甘肃 | Wuwei | Liangzhou District | 华能武威市凉州区九墩滩100兆瓦光伏发电项目 | Gansu Wuwei Liangzhou Jiuduntan (Huaneng) solar power plant | -- | 光伏 | PV | 100 | operating | 2023 | Huaneng Gansu Energy Development Co Ltd [100%] | Huaneng Wuwei Energy | 38.1434 | 102.7338 | L100000809324 | G100000811682 | https://www.gem.wiki/Gansu_Wuwei_Liangzhou_Jiuduntan_(Huaneng)_solar_power_plant | Global Solar Power Tracker - February 2026 |  | 不适用 | 运行参数继承参考Generators_data.csv的风电/光伏设定
1267 | GS | 2 | 甘肃 | Wuwei | Liangzhou District | 三峡武威市凉州区九墩滩20万千瓦光伏治沙项目 | Gansu Wuwei Liangzhou Jiuduntan (Three Gorges) Desert Control solar power plant | -- | 光伏 | PV | 200 | operating | 2023 | China Three Gorges New Energy (Group) Co Ltd [100%] | Three Gorges New Energy (Wuwei) Power Generation | 38.1040 | 101.8580 | L100000809325 | G100000811683 | https://www.gem.wiki/Gansu_Wuwei_Liangzhou_Jiuduntan_(Three_Gorges)_Desert_Control_solar_power_plant | Global Solar Power Tracker - February 2026 |  | 不适用 | 运行参数继承参考Generators_data.csv的风电/光伏设定
1268 | GS | 2 | 甘肃 | Wuwei | Liangzhou District | 浙江正泰武威市凉州区九墩滩20万千瓦光伏治沙项目 | Gansu Wuwei Liangzhou Jiuduntan (Zhejiang Zhengtai) Desert Control solar power plant | -- | 光伏 | PV | 200 | operating | 2023 | Hangzhou Miantai New Energy Development Co Ltd [100%] | Wuwei Liangzhou District Hangtai New Energy Development | 38.1434 | 102.7338 | L100000809326 | G100000811684 | https://www.gem.wiki/Gansu_Wuwei_Liangzhou_Jiuduntan_(Zhejiang_Zhengtai)_Desert_Control_solar_power_plant | Global Solar Power Tracker - February 2026 |  | 不适用 | 运行参数继承参考Generators_data.csv的风电/光伏设定
1269 | GS | 2 | 甘肃 | Wuwei | Minqin | 国家能源集团甘肃省武威红沙岗200MW光伏项目 | Gansu Wuwei Minqin (China Energy Construction) Desert Control solar power plant | -- | 光伏 | PV | 200 | operating | 2022 | State Energy Investment Group Gansu Power Co Ltd [100%] |  | 38.9440 | 102.4668 | L100000809327 | G100000811685 | https://www.gem.wiki/Gansu_Wuwei_Minqin_(China_Energy_Construction)_Desert_Control_solar_power_plant | Global Solar Power Tracker - February 2026 |  | 不适用 | 运行参数继承参考Generators_data.csv的风电/光伏设定
1270 | GS | 2 | 甘肃 | Lanzhou | Xigu District | 中核汇能西固区大红山50MW光伏发电项目 | Gansu Xigu District Dahongshan solar farm | -- | 光伏 | PV | 50 | operating | 2024 | China Nuclear Huineng Co Ltd [100%] |  | 36.1575 | 103.5738 | L100000827928 | G100000831518 | https://www.gem.wiki/Gansu_Xigu_District_Dahongshan_solar_farm | Global Solar Power Tracker - February 2026 |  | 不适用 | 运行参数继承参考Generators_data.csv的风电/光伏设定
1271 | GS | 2 | 甘肃 | Lanzhou | Xigu District | 西固区河口镇大万山80兆瓦光伏发电项目 | Gansu Xigu Hekouzhen Dawanshan solar farm | -- | 光伏 | PV | 80 | operating | 2024 | Huaneng Gansu Xigu Thermal Power Co Ltd | Huaneng Gansu Xigu Thermal Power | 36.1770 | 103.4299 | L100001000394 | G100001000622 | https://www.gem.wiki/Gansu_Xigu_Hekouzhen_Dawanshan_solar_farm | Global Solar Power Tracker - February 2026 |  | 不适用 | 运行参数继承参考Generators_data.csv的风电/光伏设定
1272 | GS | 2 | 甘肃 | Lanzhou | Xigu District | 兰州西固青石台光伏发电项目 | Gansu Xigu Qingshitai solar farm | -- | 光伏 | PV | 50 | operating | 2023 | China Power Construction New Energy Group Co Ltd [100%] |  | 36.1580 | 103.4740 | L100000827929 | G100000831519 | https://www.gem.wiki/Gansu_Xigu_Qingshitai_solar_farm | Global Solar Power Tracker - February 2026 |  | 不适用 | 运行参数继承参考Generators_data.csv的风电/光伏设定
1273 | GS | 2 | 甘肃 | Wuwei | Minqin | 甘肃兴业民勤县10兆瓦并网光伏发电项目 | Gansu Xingye County solar project | -- | 光伏 | PV | 10 | operating | 2015 |  |  | 38.7536 | 103.1689 | L100001011635 | G100001013011 | https://www.gem.wiki/Gansu_Xingye_County_solar_project | Global Solar Power Tracker - February 2026 |  | 不适用 | 运行参数继承参考Generators_data.csv的风电/光伏设定
1274 | GS | 2 | 甘肃 | Jinchang | Yongchang | 中核汇能永昌县300MW光伏发电项目 | Gansu Yongchang (China Nuclear) solar farm | -- | 光伏 | PV | 300 | operating | 2023 | China Nuclear Huineng Co Ltd [100%] |  | 38.4110 | 102.0530 | L100000827931 | G100000831521 | https://www.gem.wiki/Gansu_Yongchang_(China_Nuclear)_solar_farm | Global Solar Power Tracker - February 2026 |  | 不适用 | 运行参数继承参考Generators_data.csv的风电/光伏设定
1275 | GS | 2 | 甘肃 | Jinchang | Yongchang | 中科源能源科技有限公司30万千瓦永昌县河清滩光伏发电项目 | Gansu Yongchang Heqingtan (China Academy of Sciences) solar farm | -- | 光伏 | PV | 300 | operating | 2023 | China Academy of Sciences Energy Technology Co Ltd [100%] |  | 38.1694 | 102.2907 | L100000827932 | G100000831522 | https://www.gem.wiki/Gansu_Yongchang_Heqingtan_(China_Academy_of_Sciences)_solar_farm | Global Solar Power Tracker - February 2026 |  | 不适用 | 运行参数继承参考Generators_data.csv的风电/光伏设定
1276 | GS | 2 | 甘肃 | Jinchang | Yongchang | 永昌河清滩300兆瓦光伏项目 | Gansu Yongchang Heqingtan (Gansu Power Investment) solar farm | -- | 光伏 | PV | 300 | operating | 2023 | Gansu Power Investment Group Co Ltd [100%] | Gansu Jiuquan Huineng Windpower Development | 38.4060 | 102.0640 | L100000827933 | G100000831523 | https://www.gem.wiki/Gansu_Yongchang_Heqingtan_(Gansu_Power_Investment)_solar_farm | Global Solar Power Tracker - February 2026 |  | 不适用 | 运行参数继承参考Generators_data.csv的风电/光伏设定
1277 | GS | 2 | 甘肃 | Jinchang | Yongchang | 华能集团甘肃公司永昌河清滩5万千瓦并网光伏发电项目 | Gansu Yongchang Heqingtan (Huaneng) solar farm | -- | 光伏 | PV | 50 | operating | 2022 | Huaneng Jinchang Photovoltaic Power Generation Co Ltd |  | 34.3284 | 102.1699 | L100001007582 | G100001008751 | https://www.gem.wiki/Gansu_Yongchang_Heqingtan_(Huaneng)_solar_farm | Global Solar Power Tracker - February 2026 |  | 不适用 | 运行参数继承参考Generators_data.csv的风电/光伏设定
1278 | GS | 2 | 甘肃 | Jinchang | Yongchang | 正泰新能源永昌县河清滩100MW光伏发电项目 | Gansu Yongchang Heqingtan (Zhengtai) solar farm | -- | 光伏 | PV | 100 | operating | 2023 | Zhejiang Zhengtai New Energy Development Co Ltd [100%] |  | 38.4110 | 102.0530 | L100000827934 | G100000831524 | https://www.gem.wiki/Gansu_Yongchang_Heqingtan_(Zhengtai)_solar_farm | Global Solar Power Tracker - February 2026 |  | 不适用 | 运行参数继承参考Generators_data.csv的风电/光伏设定
1279 | GS | 2 | 甘肃 | Jinchang | Yongchang | 永昌龙源新能源有限公司县公司夹河变 121 何家湾线高压用户光伏发电项目 | Gansu Yongchang Longyuan New Energy County Company Jiahe Substation 121 Hejiawan Line High Voltage User solar project | -- | 光伏 | Assumed PV | 1.3 | operating |  |  |  | 38.2472 | 101.9714 | L100001031547 | G100001036819 | https://www.gem.wiki/Gansu_Yongchang_Longyuan_New_Energy_County_Company_Jiahe_Substation_121_Hejiawan_Line_High_Voltage_User_solar_project | Global Solar Power Tracker - February 2026 |  | 不适用 | 运行参数继承参考Generators_data.csv的风电/光伏设定
1280 | GS | 2 | 甘肃 | Jinchang | Yongchang | 永昌龙源新能源有限公司县公司六坝变 113 六团线下排村光伏发电项目 | Gansu Yongchang Longyuan New Energy County Company Liuba Substation 113 Liutuan Offline Pai Village solar project | -- | 光伏 | Assumed PV | 1.5 | operating |  |  |  | 38.2472 | 101.9714 | L100001031546 | G100001036818 | https://www.gem.wiki/Gansu_Yongchang_Longyuan_New_Energy_County_Company_Liuba_Substation_113_Liutuan_Offline_Pai_Village_solar_project | Global Solar Power Tracker - February 2026 |  | 不适用 | 运行参数继承参考Generators_data.csv的风电/光伏设定
1281 | GS | 2 | 甘肃 | Lanzhou | Yongdeng | 永登七山百万千瓦级光伏发电基地一期60万千瓦牧光互补发电项目 | Gansu Yongdeng (China Resources) Pastoral solar farm | 1 | 光伏 | PV | 300 | operating | 2023 |  | China Resources New Energy (Yongdeng) | 36.6530 | 103.5390 | L100000826789 | G100000831525 | https://www.gem.wiki/Gansu_Yongdeng_(China_Resources)_Pastoral_solar_farm | Global Solar Power Tracker - February 2026 |  | 不适用 | 运行参数继承参考Generators_data.csv的风电/光伏设定
1282 | GS | 2 | 甘肃 | Lanzhou | Yongdeng | 永登七山百万千瓦级光伏发电基地二期30万千瓦光伏项目 | Gansu Yongdeng (China Resources) Pastoral solar farm | 2 | 光伏 | PV | 300 | operating | 2025 |  | China Resources New Energy (Yongdeng) | 36.6530 | 103.5390 | L100000826789 | G100000830195 | https://www.gem.wiki/Gansu_Yongdeng_(China_Resources)_Pastoral_solar_farm | Global Solar Power Tracker - February 2026 |  | 不适用 | 运行参数继承参考Generators_data.csv的风电/光伏设定
1283 | GS | 2 | 甘肃 | Lanzhou | Yongdeng |  | Gansu Yongdeng (Longyuan)_solar farm | -- | 光伏 | PV | 100 | operating | 2025 | Yongdeng Longyuan New Energy Co Ltd |  | 36.4350 | 103.4010 | L100001047838 | G100001054584 | https://www.gem.wiki/Gansu_Yongdeng_(Longyuan)_solar_farm | Global Solar Power Tracker - February 2026 |  | 不适用 | 运行参数继承参考Generators_data.csv的风电/光伏设定
1284 | GS | 2 | 甘肃 | Lanzhou | Yongdeng | 永登县弘阳新能源发电有限公司50兆瓦并网光伏发电项目一期20兆瓦工程 | Gansu Yongdeng Hongyang solar farm | 1 | 光伏 | PV | 20 | operating | 2016 | China Three Gorges New Energy (Group) Co Ltd [51%]; Three Gorges Asset Management Co Ltd [49%] | Yongdeng Hongyang New Energy Power Generation | 36.7910 | 103.6570 | L100000802904 | G100000803387 | https://www.gem.wiki/Gansu_Yongdeng_Hongyang_solar_farm | Global Solar Power Tracker - February 2026 |  | 不适用 | 运行参数继承参考Generators_data.csv的风电/光伏设定
1285 | GS | 2 | 甘肃 | Lanzhou | Yongdeng | 华科电工兰州新区 1.6MWp 屋顶分布式光伏发电项目（华科 电工工程股份有限公司） | Gansu Yongdeng Huake Electrical Lanzhou New District Rooftop solar project | -- | 光伏 | Assumed PV | 1.6 | operating |  |  |  | 36.7340 | 103.2586 | L100001075430 | G100001085218 | https://www.gem.wiki/Gansu_Yongdeng_Huake_Electrical_Lanzhou_New_District_Rooftop_solar_project | Global Solar Power Tracker - February 2026 |  | 不适用 | 运行参数继承参考Generators_data.csv的风电/光伏设定
1286 | GS | 2 | 甘肃 | Lanzhou | Yongdeng | 兰州太科光伏电力永登并网光伏发电项目49.5MW发电工程 | Gansu Yongdeng Shangchuan Taike solar farm | -- | 光伏 | PV | 50 | operating | 2014 | China Nuclear Exchange Energy Co Ltd [100%] | Lanzhou Taike Photovoltaic Power | 36.7320 | 103.5950 | L100000803283 | G100000803789 | https://www.gem.wiki/Gansu_Yongdeng_Shangchuan_Taike_solar_farm | Global Solar Power Tracker - February 2026 |  | 不适用 | 运行参数继承参考Generators_data.csv的风电/光伏设定
1287 | GS | 2 | 甘肃 | Linxia AP | Yongjing | 甘肃永靖130兆瓦光伏发电项目 | Gansu Yongjing (China Energy Investment) solar farm | -- | 光伏 | PV | 130 | operating | 2022 | Yongjing CHN Energy Photovoltaic Power Generation Co Ltd |  | 36.0512 | 103.0276 | L100001018772 | G100001021039 | https://www.gem.wiki/Gansu_Yongjing_(China_Energy_Investment)_solar_farm | Global Solar Power Tracker - February 2026 |  | 不适用 | 运行参数继承参考Generators_data.csv的风电/光伏设定
1288 | GS | 2 | 甘肃 | Linxia AP | Yongjing | 永靖县“十四五”第二批新寺光伏发电项目 | Gansu Yongjing Xinsi solar farm | -- | 光伏 | PV | 60 | operating | 2023 | Yongjing CHN Energy Photovoltaic Power Generation Co Ltd |  | 36.0420 | 103.0290 | L100001044956 | G100001050529 | https://www.gem.wiki/Gansu_Yongjing_Xinsi_solar_farm | Global Solar Power Tracker - February 2026 |  | 不适用 | 运行参数继承参考Generators_data.csv的风电/光伏设定
1289 | GS | 2 | 甘肃 | Linxia AP | Yongjing | 临夏永靖县盐锅峡260MW光伏发电项目 | Gansu Yongjing Yanguoxia solar farm | -- | 光伏 | PV | 260 | operating | 2025 | Gansu Liujiaxia Haobo New Energy CO LTD Co Ltd | Gansu Liujiaxia Shengda New Energy CO LTD | 36.0759 | 103.2769 | L100001000422 | G100001000668 | https://www.gem.wiki/Gansu_Yongjing_Yanguoxia_solar_farm | Global Solar Power Tracker - February 2026 |  | 不适用 | 运行参数继承参考Generators_data.csv的风电/光伏设定
1290 | GS | 2 | 甘肃 | Jiuquan | Yumen City | 玉门“光热储能+光伏+风电”示范项目 | Gansu Yumen (China Nuclear Xin'ao) solar and wind complex with storage | Photovoltaic | 光伏 | PV | 400 | operating | 2023 | China Nuclear Group Yumen Xin'ao New Energy Co Ltd | Yumen Xin'ao New Energy | 40.2250 | 97.7720 | L100000827937 | G100000831529 | https://www.gem.wiki/Gansu_Yumen_(China_Nuclear_Xin'ao)_solar_and_wind_complex_with_storage | Global Solar Power Tracker - February 2026 |  | 不适用 | 运行参数继承参考Generators_data.csv的风电/光伏设定
1291 | GS | 2 | 甘肃 | Jiuquan | Yumen City | 玉门“光热储能+光伏+风电”示范项目 | Gansu Yumen (China Nuclear Xin'ao) solar and wind complex with storage | Solar Thermal | 光伏 | Solar Thermal | 100 | operating | 2024 |  | Yumen Xin'ao New Energy | 40.2250 | 97.7720 | L100000827937 | G100000831530 | https://www.gem.wiki/Gansu_Yumen_(China_Nuclear_Xin'ao)_solar_and_wind_complex_with_storage | Global Solar Power Tracker - February 2026 |  | 不适用 | 运行参数继承参考Generators_data.csv的风电/光伏设定
1292 | GS | 2 | 甘肃 | Jiuquan | Yumen City | 玉门油田可再生能源制氢示范项目 | Gansu Yumen (PetroChina) Experimental Renewable Hydrogen solar power plant | -- | 光伏 | PV | 160 | operating | 2024 | PetroChina Co Ltd [100%] | PetroChina LTD Yumen Oilfield Branch | 40.3053 | 97.0502 | L100000811506 | G100000814005 | https://www.gem.wiki/Gansu_Yumen_(PetroChina)_Experimental_Renewable_Hydrogen_solar_power_plant | Global Solar Power Tracker - February 2026 |  | 不适用 | 运行参数继承参考Generators_data.csv的风电/光伏设定
1293 | GS | 2 | 甘肃 | Jiuquan | Yumen City | 玉门鑫能光热第一电力有限公司熔盐塔式5万千瓦光热发电项目 | Gansu Yumen (Xinneng) solar farm | -- | 光伏 | Solar Thermal | 50 | operating |  | Jiangsu Xinchen Solar Thermal Technology Co Ltd [10%]; Suzhou Tianwo Technology Co Ltd [85%]; Shanghai Jingdian New Energy Co Ltd [5%] | Yumen Xinneng No.1 Electric Power | 40.2910 | 97.0402 | L100000809331 | G100000811689 | https://www.gem.wiki/Gansu_Yumen_(Xinneng)_solar_farm | Global Solar Power Tracker - February 2026 |  | 不适用 | 运行参数继承参考Generators_data.csv的风电/光伏设定
1294 | GS | 2 | 甘肃 | Jiuquan | Yumen City | 玉门油田300兆瓦光伏并网发电项目 | Gansu Yumen 300 MW (PetroChina) solar farm | -- | 光伏 | PV | 300 | operating | 2023 | PetroChina Yumen Oilfield Branch Co [100%] |  | 39.7660 | 97.9060 | L100000827938 | G100000831531 | https://www.gem.wiki/Gansu_Yumen_300_MW_(PetroChina)_solar_farm | Global Solar Power Tracker - February 2026 |  | 不适用 | 运行参数继承参考Generators_data.csv的风电/光伏设定
1295 | GS | 2 | 甘肃 | Jiuquan Municipality | Yumen Municipality | 中节能太阳能科技有限公司玉门昌马9兆瓦光伏发电项目 | Gansu Yumen Changma CECEP solar farm | 1 | 光伏 | PV | 9 | operating | 2011 | CECEP Solar Energy Technology Co Ltd [100%] | CECEP Solar (Jiuquan) Power Generation | 40.1842 | 96.9152 | L100000802895 | G100000831532 | https://www.gem.wiki/Gansu_Yumen_Changma_CECEP_solar_farm | Global Solar Power Tracker - February 2026 |  | 不适用 | 运行参数继承参考Generators_data.csv的风电/光伏设定
1296 | GS | 2 | 甘肃 | Jiuquan | Yumen City | 中节能玉门昌马二期20兆瓦光伏并网发电项目 | Gansu Yumen Changma CECEP solar farm | 2 | 光伏 | PV | 20 | operating | 2013 | CECEP Solar Energy Technology Co Ltd [100%] | CECEP Solar (Jiuquan) Power Generation | 40.2844 | 97.0279 | L100000802895 | G100000803377 | https://www.gem.wiki/Gansu_Yumen_Changma_CECEP_solar_farm | Global Solar Power Tracker - February 2026 |  | 不适用 | 运行参数继承参考Generators_data.csv的风电/光伏设定
1297 | GS | 2 | 甘肃 | Jiuquan | Yumen City | 中节能太阳能（酒泉）发电有限公司玉门昌马三期25兆瓦并网光伏发电项目 | Gansu Yumen Changma CECEP solar farm | 3 | 光伏 | PV | 25 | operating | 2017 | CECEP Solar Energy Technology Co Ltd [100%] | CECEP Solar (Jiuquan) Power Generation | 40.2844 | 97.0279 | L100000802895 | G100000803376 | https://www.gem.wiki/Gansu_Yumen_Changma_CECEP_solar_farm | Global Solar Power Tracker - February 2026 |  | 不适用 | 运行参数继承参考Generators_data.csv的风电/光伏设定
1298 | GS | 2 | 甘肃 | Jiuquan | Yumen City | 玉门油田玉门东镇200MW光伏发电项目 | Gansu Yumen Dongzhen 200 MW (PetroChina) solar farm | -- | 光伏 | PV | 200 | operating | 2021 | PetroChina Yumen Oilfield Branch Co [100%] |  | 39.7660 | 97.9060 | L100000827939 | G100000831533 | https://www.gem.wiki/Gansu_Yumen_Dongzhen_200_MW_(PetroChina)_solar_farm | Global Solar Power Tracker - February 2026 |  | 不适用 | 运行参数继承参考Generators_data.csv的风电/光伏设定
1299 | GS | 2 | 甘肃 | Jiuquan | Yumen City | 中国石油玉门东200兆瓦光伏发电项目 | Gansu Yumen East (PetroChina) solar power plant | -- | 光伏 | PV | 200 | operating | 2021 | PetroChina Co Ltd [100%] | PetroChina LTD Yumen Oilfield Branch | 39.8153 | 97.9237 | L100000809333 | G100000811691 | https://www.gem.wiki/Gansu_Yumen_East_(PetroChina)_solar_power_plant | Global Solar Power Tracker - February 2026 |  | 不适用 | 运行参数继承参考Generators_data.csv的风电/光伏设定
1300 | GS | 2 | 甘肃 | Jiuquan | Yumen City | 甘肃矿区5万千瓦平价光伏发电项目 | Gansu Yumen Gansu Mining Area solar farm | -- | 光伏 | PV | 50 | operating | 2021 | China Nuclear 404 Co Ltd [15%]; Longyuan Power Group Corp Ltd [49%]; China Nuclear Huineng Co Ltd [36%] | CNNC Gansu Wind Power | 40.2917 | 97.0449 | L100000809334 | G100000811692 | https://www.gem.wiki/Gansu_Yumen_Gansu_Mining_Area_solar_farm | Global Solar Power Tracker - February 2026 |  | 不适用 | 运行参数继承参考Generators_data.csv的风电/光伏设定
1301 | GS | 2 | 甘肃 | Jiuquan | Yumen City | 华电玉门麻黄滩5万千瓦光伏发电项目 | Gansu Yumen Mahuangtan solar farm | -- | 光伏 | PV | 50 | operating | 2021 | China Huadian Corp Ltd [100%] | China Huadian | 40.5864 | 97.3158 | L100000802320 | G100000802780 | https://www.gem.wiki/Gansu_Yumen_Mahuangtan_solar_farm | Global Solar Power Tracker - February 2026 |  | 不适用 | 运行参数继承参考Generators_data.csv的风电/光伏设定
1302 | GS | 2 | 甘肃 | Jiuquan | Yumen City | 中核甘肃玉门矿区50兆瓦光伏平价上网项目 | Gansu Yumen Mining Area (China Nuclear) solar farm | -- | 光伏 | PV | 50 | operating | 2020 | China Nuclear Huineng Co Ltd [100%] |  | 40.2903 | 97.0366 | L100000826790 | G100000830196 | https://www.gem.wiki/Gansu_Yumen_Mining_Area_(China_Nuclear)_solar_farm | Global Solar Power Tracker - February 2026 |  | 不适用 | 运行参数继承参考Generators_data.csv的风电/光伏设定
1303 | GS | 2 | 甘肃 | Jiuquan | Yumen City | 玉门永联科技新能源酒泉玉门东镇并网光伏发电项目20.0MW发电工程 | Gansu Yumen Yumendong Yonglian solar farm | -- | 光伏 | PV | 20 | operating | 2014 | China Nuclear Exchange Energy Co Ltd [100%] | Yumen Yonglian Technology New Energy | 39.8152 | 97.9201 | L100000803275 | G100000803779 | https://www.gem.wiki/Gansu_Yumen_Yumendong_Yonglian_solar_farm | Global Solar Power Tracker - February 2026 |  | 不适用 | 运行参数继承参考Generators_data.csv的风电/光伏设定
1304 | GS | 2 | 甘肃 | Jiuquan | Yumen City | 中科恒源（玉门）新能源科技有限公司20兆瓦光伏发电项目 | Gansu Yumen Zhongke Hengyuan solar farm | -- | 光伏 | PV | 20 | operating | 2016 | Zhongke Hengyuan Technology Co Ltd [100%] | Zhongke Hengyuan (Yumen) New Energy Technology | 40.2932 | 97.0447 | L100000802912 | G100000803396 | https://www.gem.wiki/Gansu_Yumen_Zhongke_Hengyuan_solar_farm | Global Solar Power Tracker - February 2026 |  | 不适用 | 运行参数继承参考Generators_data.csv的风电/光伏设定
1305 | GS | 2 | 甘肃 | Jiuquan | Yumen City | 玉门中利腾晖新能源电力有限公司玉门东镇30兆瓦并网光伏发电项目 | Gansu Yumendong Zhongli Tenghui solar farm | -- | 光伏 | PV | 30 | operating | 2016 | China Nuclear Exchange Energy Co Ltd [100%] | Yumen Zhongli Tenghui New Energy Power | 39.7651 | 98.0577 | L100000802897 | G100000803379 | https://www.gem.wiki/Gansu_Yumendong_Zhongli_Tenghui_solar_farm | Global Solar Power Tracker - February 2026 |  | 不适用 | 运行参数继承参考Generators_data.csv的风电/光伏设定
1306 | GS | 2 | 甘肃 | Dingxi | Zhang | 漳县“十四五”第一批集中式光伏发电项目 | Gansu Zhangxian (Hangjian Chuangxin) solar farm | -- | 光伏 | PV | 100 | operating | 2025 | Zhangxian Hangjian Chuangxin Energy Development Co Ltd |  | 34.8105 | 104.3704 | L100001005297 | G100001006307 | https://www.gem.wiki/Gansu_Zhangxian_(Hangjian_Chuangxin)_solar_farm | Global Solar Power Tracker - February 2026 |  | 不适用 | 运行参数继承参考Generators_data.csv的风电/光伏设定
1307 | GS | 2 | 甘肃 | Dingxi | Zhang | 定西市“十四五”第二批漳县100MW集中式光伏项目 | Gansu Zhangxian solar farm | 1 | 光伏 | PV | 100 | operating |  | Guodian Power Qinghai New Energy Development Co Ltd | China Energy Investment Qinglong (Zhang County) New Energy | 34.8101 | 104.3718 | L100000827941 | G100000831535 | https://www.gem.wiki/Gansu_Zhangxian_solar_farm | Global Solar Power Tracker - February 2026 |  | 不适用 | 运行参数继承参考Generators_data.csv的风电/光伏设定
1308 | GS | 2 | 甘肃 | Zhangye | Ganzhou District | 甘肃黑河水电新能源张掖甘州并网光伏50MWp发电工程 | Gansu Zhangye Ganzhou Heihe solar farm | 1 | 光伏 | PV | 50 | operating | 2012 | Gansu Heihe Hydropower Industry Investment Co Ltd [54%]; Gansu Zhangye Zhaohui Real Estate Co Ltd [46%] | Gansu Heihe Hydropower New Energy Development | 38.8450 | 100.2060 | L100000802362 | G100000802825 | https://www.gem.wiki/Gansu_Zhangye_Ganzhou_Heihe_solar_farm | Global Solar Power Tracker - February 2026 |  | 不适用 | 运行参数继承参考Generators_data.csv的风电/光伏设定
1309 | GS | 2 | 甘肃 | Zhangye | Ganzhou District | 甘肃黑河水电新能源开发有限责任公司甘州区南滩二期30兆瓦并网光伏发电项目 | Gansu Zhangye Ganzhou Heihe solar farm | 2 | 光伏 | PV | 30 | operating | 2016 | Gansu Heihe Hydropower Industry Investment Co Ltd [54%]; Gansu Zhangye Zhaohui Real Estate Co Ltd [46%] | Gansu Heihe Hydropower New Energy Development | 38.7060 | 100.3980 | L100000802362 | G100000802826 | https://www.gem.wiki/Gansu_Zhangye_Ganzhou_Heihe_solar_farm | Global Solar Power Tracker - February 2026 |  | 不适用 | 运行参数继承参考Generators_data.csv的风电/光伏设定
1310 | GS | 2 | 甘肃 | Zhangye | Ganzhou District | 甘肃张掖汇能新能源甘州区南滩并网光伏发电项目9.0MW发电工程 | Gansu Zhangye Huineng New Energy Ganzhou District Nantan solar project | -- | 光伏 | PV | 9 | operating | 2013 |  |  | 39.0002 | 100.5200 | L100001011636 | G100001013012 | https://www.gem.wiki/Gansu_Zhangye_Huineng_New_Energy_Ganzhou_District_Nantan_solar_project | Global Solar Power Tracker - February 2026 |  | 不适用 | 运行参数继承参考Generators_data.csv的风电/光伏设定
1311 | GS | 2 | 甘肃 | Zhangye | Ganzhou District | 甘肃张掖神舟光伏电力甘州区并网光伏发电项目一期10.0MW发电工程 | Gansu Zhangye Shenzhou Photovoltaic Power Ganzhou District solar project | -- | 光伏 | PV | 10 | operating | 2014 |  |  | 39.0002 | 100.5200 | L100001011637 | G100001013013 | https://www.gem.wiki/Gansu_Zhangye_Shenzhou_Photovoltaic_Power_Ganzhou_District_solar_project | Global Solar Power Tracker - February 2026 |  | 不适用 | 运行参数继承参考Generators_data.csv的风电/光伏设定
1312 | GS | 2 | 甘肃 | Qingyang | Zhenyuan | 镇原县旭阳新能源科技有限公司20MW光伏发电项目 | Gansu Zhenyuan Xuyaong solar farm | -- | 光伏 | PV | 20 | operating | 2017 | Xinjiang Silk Road Tianyuan New Energy Co Ltd [100%] | Zhenyuan Xuyang New Energy Technology | 35.7037 | 107.2407 | L100000802890 | G100000803371 | https://www.gem.wiki/Gansu_Zhenyuan_Xuyaong_solar_farm | Global Solar Power Tracker - February 2026 |  | 不适用 | 运行参数继承参考Generators_data.csv的风电/光伏设定
1313 | GS | 2 | 甘肃 | Baiyin | Jingtai | 甘肃中电白银光伏发电有限公司景泰扶贫5MW光伏项目（3.6MW） | Gansu Zhongdian Baiyin Jingtai Poverty Alleviation solar project | -- | 光伏 | PV | 3.6 | operating | 2016 |  |  | 37.1057 | 104.0552 | L100001011638 | G100001013014 | https://www.gem.wiki/Gansu_Zhongdian_Baiyin_Jingtai_Poverty_Alleviation_solar_project | Global Solar Power Tracker - February 2026 |  | 不适用 | 运行参数继承参考Generators_data.csv的风电/光伏设定
1314 | GS | 2 | 甘肃 | Gannan AP | Zhouqu | 甘肃舟曲 100兆瓦集中式光伏项目 | Gansu Zhouqu solar farm | -- | 光伏 | PV | 100 | operating | 2025 | State Power Investment Corporation Sichuan Electric Power Co Ltd |  | 33.9090 | 104.0270 | L100001018217 | G100001020292 | https://www.gem.wiki/Gansu_Zhouqu_solar_farm | Global Solar Power Tracker - February 2026 |  | 不适用 | 运行参数继承参考Generators_data.csv的风电/光伏设定
1315 | GS | 2 | 甘肃 | Wuwei | Gulang | 高峰村联村电站 | Gaofeng Village Liancun solar project | -- | 光伏 | PV | 5.5 | operating | 2018 |  |  | 37.5235 | 103.3630 | L100001011649 | G100001013025 | https://www.gem.wiki/Gaofeng_Village_Liancun_solar_project | Global Solar Power Tracker - February 2026 |  | 不适用 | 运行参数继承参考Generators_data.csv的风电/光伏设定
1316 | GS | 2 | 甘肃 | Jiuquan | Guazhou | 瓜州昌盛太阳能科技有限公司瓜州8兆瓦集中式光伏现代农业产业园区项目 | Guazhou Changsheng Solar Technology Guazhou agricultural industrial park solar project | -- | 光伏 | PV | 8 | operating | 2017 |  |  | 40.5187 | 95.7810 | L100001011725 | G100001013103 | https://www.gem.wiki/Guazhou_Changsheng_Solar_Technology_Guazhou_agricultural_industrial_park_solar_project | Global Solar Power Tracker - February 2026 |  | 不适用 | 运行参数继承参考Generators_data.csv的风电/光伏设定
1317 | GS | 2 | 甘肃 | Jiuquan | Guazhou | 瓜州益能新能源发展有限公司瓜州县12兆瓦集中式并网光伏扶贫项目（7.92MW） | Guazhou Yineng New Energy Development Guazhou County poverty alleviation solar project | -- | 光伏 | PV | 7.9 | operating | 2017 |  |  | 40.5187 | 95.7810 | L100001011726 | G100001013104 | https://www.gem.wiki/Guazhou_Yineng_New_Energy_Development_Guazhou_County_poverty_alleviation_solar_project | Global Solar Power Tracker - February 2026 |  | 不适用 | 运行参数继承参考Generators_data.csv的风电/光伏设定
1318 | GS | 2 | 甘肃 | Jiuquan | Dunhuang City | 国电电力敦煌光伏发电酒泉敦煌并网光伏发电项目9.0MW发电工程 | Guodian Electric Power Dunhuang Jiuquan Dunhuang solar project | -- | 光伏 | PV | 9 | operating | 2012 |  |  | 40.1411 | 94.6608 | L100001011739 | G100001013117 | https://www.gem.wiki/Guodian_Electric_Power_Dunhuang_Jiuquan_Dunhuang_solar_project | Global Solar Power Tracker - February 2026 |  | 不适用 | 运行参数继承参考Generators_data.csv的风电/光伏设定
1319 | GS | 2 | 甘肃 | Jiuquan | Jinta | 国电电力甘肃新能源开发酒泉金塔并网光伏发电项目9.0MW发电工程 | Guodian Electric Power Gansu New Energy Development Jiuquan Jinta solar project | -- | 光伏 | PV | 9 | operating | 2013 |  |  | 40.3553 | 99.1645 | L100001011740 | G100001013118 | https://www.gem.wiki/Guodian_Electric_Power_Gansu_New_Energy_Development_Jiuquan_Jinta_solar_project | Global Solar Power Tracker - February 2026 |  | 不适用 | 运行参数继承参考Generators_data.csv的风电/光伏设定
1320 | GS | 2 | 甘肃 | Wuwei | Minqin | 国电电力民勤新能源武威红沙岗并网光伏发电项目9.0MW发电工程 | Guodian Electric Power New Energy Wuwei Hongshagang solar project | -- | 光伏 | PV | 9 | operating | 2013 |  |  | 38.7536 | 103.1689 | L100001011741 | G100001013119 | https://www.gem.wiki/Guodian_Electric_Power_New_Energy_Wuwei_Hongshagang_solar_project | Global Solar Power Tracker - February 2026 |  | 不适用 | 运行参数继承参考Generators_data.csv的风电/光伏设定
1321 | GS | 2 | 甘肃 | Wuwei | Gulang | 古山村联村电站 | Gushan Village Liancun solar project | -- | 光伏 | PV | 5.9 | operating | 2018 |  |  | 37.5235 | 103.3630 | L100001011755 | G100001013133 | https://www.gem.wiki/Gushan_Village_Liancun_solar_project | Global Solar Power Tracker - February 2026 |  | 不适用 | 运行参数继承参考Generators_data.csv的风电/光伏设定
1322 | GS | 2 | 甘肃 |  |  |  | Hexipu A solar project | -- | 光伏 | Assumed PV | 15 | operating | 2017 |  |  | 38.3201 | 102.2030 | L100000827943 | G100000831537 | https://www.gem.wiki/Hexipu_A_solar_project | Global Solar Power Tracker - February 2026 |  | 不适用 | 运行参数继承参考Generators_data.csv的风电/光伏设定
1323 | GS | 2 | 甘肃 | Qingyang | Huachi | 华池县双塔寺光伏发电有限公司华池县城壕镇余家砭10MW光伏电站项目 | Huachi County Shuangtasi Yujiapian solar project | -- | 光伏 | PV | 10 | operating | 2016 |  |  | 36.4314 | 108.0307 | L100001012169 | G100001013549 | https://www.gem.wiki/Huachi_County_Shuangtasi_Yujiapian_solar_project | Global Solar Power Tracker - February 2026 |  | 不适用 | 运行参数继承参考Generators_data.csv的风电/光伏设定
1324 | GS | 2 | 甘肃 | Qingyang | Huachi | 华池县中宣新能源有限责任公司华池县城壕镇城壕村10MW光伏电站项目 | Huachi County Zhongxuan New Energy Huachi County Chenghao Town Chenghao Village solar project | -- | 光伏 | PV | 10 | operating | 2016 |  |  | 36.4314 | 108.0307 | L100001012170 | G100001013550 | https://www.gem.wiki/Huachi_County_Zhongxuan_New_Energy_Huachi_County_Chenghao_Town_Chenghao_Village_solar_project | Global Solar Power Tracker - February 2026 |  | 不适用 | 运行参数继承参考Generators_data.csv的风电/光伏设定
1325 | GS | 2 | 甘肃 | Jiayuguan |  | 华电嘉峪关并网光伏10MWp发电工程 | Huadian Jiayuguan I solar project | -- | 光伏 | PV | 10 | operating | 2011 |  |  | 39.7722 | 98.2885 | L100001012176 | G100001013556 | https://www.gem.wiki/Huadian_Jiayuguan_I_solar_project | Global Solar Power Tracker - February 2026 |  | 不适用 | 运行参数继承参考Generators_data.csv的风电/光伏设定
1326 | GS | 2 | 甘肃 | Jiayuguan |  | 华电嘉峪关并网光伏9MWp发电工程 | Huadian Jiayuguan II solar project | -- | 光伏 | PV | 9 | operating | 2012 |  |  | 39.7722 | 98.2885 | L100001012177 | G100001013557 | https://www.gem.wiki/Huadian_Jiayuguan_II_solar_project | Global Solar Power Tracker - February 2026 |  | 不适用 | 运行参数继承参考Generators_data.csv的风电/光伏设定
1327 | GS | 2 | 甘肃 | Jiayuguan |  | 华电嘉峪关西戈壁滩并网光伏9MWp发电工程 | Huadian Jiayuguan West Gobi Desert solar project | -- | 光伏 | PV | 9 | operating | 2011 |  |  | 39.7722 | 98.2885 | L100001012178 | G100001013558 | https://www.gem.wiki/Huadian_Jiayuguan_West_Gobi_Desert_solar_project | Global Solar Power Tracker - February 2026 |  | 不适用 | 运行参数继承参考Generators_data.csv的风电/光伏设定
1328 | GS | 2 | 甘肃 | Zhangye | Minle | 华电新能源发展有限公司民乐县9兆瓦并网光伏发电项目 | Huadian New Energy Development County solar project | -- | 光伏 | PV | 9 | operating | 2013 |  |  | 38.5050 | 100.7637 | L100001012179 | G100001013559 | https://www.gem.wiki/Huadian_New_Energy_Development_County_solar_project | Global Solar Power Tracker - February 2026 |  | 不适用 | 运行参数继承参考Generators_data.csv的风电/光伏设定
1329 | GS | 2 | 甘肃 | Wuwei | Minqin | 华电武威民勤红沙岗并网光伏二期9MWp发电工程 | Huadian Wuwei Hongshagang solar project | -- | 光伏 | PV | 9 | operating | 2012 |  |  | 38.7536 | 103.1689 | L100001012183 | G100001013563 | https://www.gem.wiki/Huadian_Wuwei_Hongshagang_solar_project | Global Solar Power Tracker - February 2026 |  | 不适用 | 运行参数继承参考Generators_data.csv的风电/光伏设定
1330 | GS | 2 | 甘肃 | Wuwei | Minqin | 华电武威民勤并网光伏10MWp发电工程 | Huadian Wuwei solar project | -- | 光伏 | PV | 10 | operating | 2011 |  |  | 38.7536 | 103.1689 | L100001012184 | G100001013564 | https://www.gem.wiki/Huadian_Wuwei_solar_project | Global Solar Power Tracker - February 2026 |  | 不适用 | 运行参数继承参考Generators_data.csv的风电/光伏设定
1331 | GS | 2 | 甘肃 | Jiayuguan |  | 嘉峪关恒能光伏电力嘉峪关并网光伏发电项目15.0MW发电工程 | Jiayuguan Henneng Photovoltaic Power Jiayuguan solar project | -- | 光伏 | PV | 15 | operating | 2014 |  |  | 39.7722 | 98.2885 | L100001012818 | G100001014198 | https://www.gem.wiki/Jiayuguan_Henneng_Photovoltaic_Power_Jiayuguan_solar_project | Global Solar Power Tracker - February 2026 |  | 不适用 | 运行参数继承参考Generators_data.csv的风电/光伏设定
1332 | GS | 2 | 甘肃 | Jiayuguan |  | 嘉峪关嘉禾欣盛农业科技有限公司1兆瓦农光互补现代科技农业示范园项目 | Jiayuguan solar project | -- | 光伏 | PV | 1 | operating | 2017 |  |  | 39.7722 | 98.2885 | L100001012819 | G100001014199 | https://www.gem.wiki/Jiayuguan_solar_project | Global Solar Power Tracker - February 2026 |  | 不适用 | 运行参数继承参考Generators_data.csv的风电/光伏设定
1333 | GS | 2 | 甘肃 | Jinchang | Yongchang | 金昌市煜华光伏发电永昌并网光伏发电项目9.0MW发电工程 | Jinchang Yuhua Yongchang solar project | -- | 光伏 | PV | 9 | operating |  |  |  | 38.2472 | 101.9714 | L100001012849 | G100001014229 | https://www.gem.wiki/Jinchang_Yuhua_Yongchang_solar_project | Global Solar Power Tracker - February 2026 |  | 不适用 | 运行参数继承参考Generators_data.csv的风电/光伏设定
1334 | GS | 2 | 甘肃 | Jinchang | Yongchang | 金昌市煜华光伏发电永昌宗家庄光伏发电项目6.0MW发电工程 | Jinchang Yuhua Yongchang Zongjiazhuang solar project | -- | 光伏 | PV | 6 | operating |  |  |  | 38.2472 | 101.9714 | L100001012850 | G100001014230 | https://www.gem.wiki/Jinchang_Yuhua_Yongchang_Zongjiazhuang_solar_project | Global Solar Power Tracker - February 2026 |  | 不适用 | 运行参数继承参考Generators_data.csv的风电/光伏设定
1335 | GS | 2 | 甘肃 | Pingliang | Jingchuan | 泾川艾索能源科技发展有限公司泾川县设施农业光伏发电项目 | Jingchuan Aisuo Energy Technology Development Jingchuan County Facility Agricultural solar project | -- | 光伏 | PV | 15 | operating | 2017 |  |  | 35.3481 | 107.4314 | L100001012862 | G100001014242 | https://www.gem.wiki/Jingchuan_Aisuo_Energy_Technology_Development_Jingchuan_County_Facility_Agricultural_solar_project | Global Solar Power Tracker - February 2026 |  | 不适用 | 运行参数继承参考Generators_data.csv的风电/光伏设定
1336 | GS | 2 | 甘肃 | Jiuquan | Jinta | 金塔县粤水电新能源有限公司5兆瓦光伏扶贫电站建设项目（3MW） | Jinta County Yueshui New Energy poverty alleviation I solar project | -- | 光伏 | PV | 3 | operating | 2017 |  |  | 40.3553 | 99.1645 | L100001012971 | G100001014351 | https://www.gem.wiki/Jinta_County_Yueshui_New_Energy_poverty_alleviation_I_solar_project | Global Solar Power Tracker - February 2026 |  | 不适用 | 运行参数继承参考Generators_data.csv的风电/光伏设定
1337 | GS | 2 | 甘肃 | Jiuquan | Jinta | 金塔县粤水电新能源有限公司5兆瓦光伏扶贫电站建设项目（1.44MW） | Jinta County Yueshui New Energy poverty alleviation II solar project | -- | 光伏 | PV | 1.4 | operating | 2017 |  |  | 40.3553 | 99.1645 | L100001012972 | G100001014352 | https://www.gem.wiki/Jinta_County_Yueshui_New_Energy_poverty_alleviation_II_solar_project | Global Solar Power Tracker - February 2026 |  | 不适用 | 运行参数继承参考Generators_data.csv的风电/光伏设定
1338 | GS | 2 | 甘肃 | Jiuquan | Jinta | 金塔昱航生态农庄有限公司1兆瓦屋顶分布式光伏发电项目 | Jinta Yuhang Ecological Farm solar project | -- | 光伏 | PV | 1 | operating | 2017 |  |  | 40.3553 | 99.1645 | L100001012973 | G100001014353 | https://www.gem.wiki/Jinta_Yuhang_Ecological_Farm_solar_project | Global Solar Power Tracker - February 2026 |  | 不适用 | 运行参数继承参考Generators_data.csv的风电/光伏设定
1339 | GS | 2 | 甘肃 | Jiuquan |  | 酒泉正泰光伏发电有限公司1兆瓦分布式光伏发电项目 | Jiuquan Chint solar project | -- | 光伏 | PV | 1 | operating | 2016 |  |  | 40.2774 | 96.4560 | L100001013015 | G100001014396 | https://www.gem.wiki/Jiuquan_Chint_solar_project | Global Solar Power Tracker - February 2026 |  | 不适用 | 运行参数继承参考Generators_data.csv的风电/光伏设定
1340 | GS | 2 | 甘肃 | Jiuquan | Suzhou District | 酒泉市泓坤水利水电肃州东洞滩并网光伏发电项目一期9.03MW发电工程 | Jiuquan City Hongkun Water Conservancy and Hydropower Suzhou Dongdongtan I solar project | -- | 光伏 | PV | 9 | operating | 2013 |  |  | 39.5785 | 98.8123 | L100001013016 | G100001014397 | https://www.gem.wiki/Jiuquan_City_Hongkun_Water_Conservancy_and_Hydropower_Suzhou_Dongdongtan_I_solar_project | Global Solar Power Tracker - February 2026 |  | 不适用 | 运行参数继承参考Generators_data.csv的风电/光伏设定
1341 | GS | 2 | 甘肃 | Jiuquan | Suzhou District | 酒泉市泓坤水利水电肃州东洞滩并网光伏发电项目9.0MW发电工程 | Jiuquan City Hongkun Water Conservancy and Hydropower Suzhou Dongdongtan II solar project | -- | 光伏 | PV | 9 | operating | 2013 |  |  | 39.5785 | 98.8123 | L100001013017 | G100001014398 | https://www.gem.wiki/Jiuquan_City_Hongkun_Water_Conservancy_and_Hydropower_Suzhou_Dongdongtan_II_solar_project | Global Solar Power Tracker - February 2026 |  | 不适用 | 运行参数继承参考Generators_data.csv的风电/光伏设定
1342 | GS | 2 | 甘肃 | Jiuquan | Suzhou District | 酒泉明珠新能源科技有限公司肃州区东洞滩10兆瓦并网光伏发电项目 | Jiuquan New Energy Technology Suzhou District Dongdongtan solar project | -- | 光伏 | PV | 10 | operating | 2017 |  |  | 39.5785 | 98.8123 | L100001013018 | G100001014399 | https://www.gem.wiki/Jiuquan_New_Energy_Technology_Suzhou_District_Dongdongtan_solar_project | Global Solar Power Tracker - February 2026 |  | 不适用 | 运行参数继承参考Generators_data.csv的风电/光伏设定
1343 | GS | 2 | 甘肃 | Jiuquan | Suzhou District | 酒泉深能北方能源开发有限公司肃州区东洞滩15兆瓦并网光伏发电项目 | Jiuquan Shenneng Northern Energy Development Suzhou District Dongdongtan solar project | -- | 光伏 | PV | 15 | operating | 2017 |  |  | 39.5785 | 98.8123 | L100001013019 | G100001014400 | https://www.gem.wiki/Jiuquan_Shenneng_Northern_Energy_Development_Suzhou_District_Dongdongtan_solar_project | Global Solar Power Tracker - February 2026 |  | 不适用 | 运行参数继承参考Generators_data.csv的风电/光伏设定
1344 | GS | 2 | 甘肃 | Jiuquan | Suzhou District | 酒泉通发新能源科技开发有限公司肃州区东洞滩10兆瓦并网光伏发电项目 | Jiuquan Tongfa New Energy Technology Development Suzhou District Dongdongtan solar project | -- | 光伏 | PV | 10 | operating | 2017 |  |  | 39.5785 | 98.8123 | L100001013020 | G100001014401 | https://www.gem.wiki/Jiuquan_Tongfa_New_Energy_Technology_Development_Suzhou_District_Dongdongtan_solar_project | Global Solar Power Tracker - February 2026 |  | 不适用 | 运行参数继承参考Generators_data.csv的风电/光伏设定
1345 | GS | 2 | 甘肃 | Jiuquan | Suzhou District | 酒泉正阳新能源科技有限公司肃州区东洞滩10兆瓦并网光伏发电项目 | Jiuquan Zhengyang New Energy Technology solar project | -- | 光伏 | PV | 10 | operating | 2017 |  |  | 39.5785 | 98.8123 | L100001013022 | G100001014403 | https://www.gem.wiki/Jiuquan_Zhengyang_New_Energy_Technology_solar_project | Global Solar Power Tracker - February 2026 |  | 不适用 | 运行参数继承参考Generators_data.csv的风电/光伏设定
1346 | GS | 2 | 甘肃 |  |  |  | JPIP A solar project | -- | 光伏 | Assumed PV | 9 | operating | 2013 |  |  | 39.7620 | 98.1240 | L100000827944 | G100000831538 | https://www.gem.wiki/JPIP_A_solar_project | Global Solar Power Tracker - February 2026 |  | 不适用 | 运行参数继承参考Generators_data.csv的风电/光伏设定
1347 | GS | 2 | 甘肃 |  |  |  | JPIP B solar project | -- | 光伏 | Assumed PV | 9 | operating | 2013 |  |  | 39.7590 | 98.1160 | L100000827945 | G100000831539 | https://www.gem.wiki/JPIP_B_solar_project | Global Solar Power Tracker - February 2026 |  | 不适用 | 运行参数继承参考Generators_data.csv的风电/光伏设定
1348 | GS | 2 | 甘肃 |  |  |  | JPIP D solar project | -- | 光伏 | Assumed PV | 10 | operating | 2013 |  |  | 39.7550 | 98.1410 | L100000827946 | G100000831540 | https://www.gem.wiki/JPIP_D_solar_project | Global Solar Power Tracker - February 2026 |  | 不适用 | 运行参数继承参考Generators_data.csv的风电/光伏设定
1349 | GS | 2 | 甘肃 |  |  |  | JPIP E1 solar project | -- | 光伏 | Assumed PV | 10 | operating | 2013 |  |  | 39.7530 | 98.1330 | L100000827947 | G100000831541 | https://www.gem.wiki/JPIP_E1_solar_project | Global Solar Power Tracker - February 2026 |  | 不适用 | 运行参数继承参考Generators_data.csv的风电/光伏设定
1350 | GS | 2 | 甘肃 |  |  |  | JPIP E2 solar project | -- | 光伏 | Assumed PV | 10 | operating | 2014 |  |  | 39.7510 | 98.1310 | L100000827948 | G100000831542 | https://www.gem.wiki/JPIP_E2_solar_project | Global Solar Power Tracker - February 2026 |  | 不适用 | 运行参数继承参考Generators_data.csv的风电/光伏设定
1351 | GS | 2 | 甘肃 |  |  |  | JPIP F1 solar project | -- | 光伏 | Assumed PV | 14 | operating | 2014 |  |  | 39.7770 | 98.0810 | L100000827949 | G100000831543 | https://www.gem.wiki/JPIP_F1_solar_project | Global Solar Power Tracker - February 2026 |  | 不适用 | 运行参数继承参考Generators_data.csv的风电/光伏设定
1352 | GS | 2 | 甘肃 |  |  |  | JPIP G solar project | -- | 光伏 | Assumed PV | 15 | operating | 2016 |  |  | 39.7590 | 98.0590 | L100000827950 | G100000831544 | https://www.gem.wiki/JPIP_G_solar_project | Global Solar Power Tracker - February 2026 |  | 不适用 | 运行参数继承参考Generators_data.csv的风电/光伏设定
1353 | GS | 2 | 甘肃 |  |  |  | JPIP J solar project | -- | 光伏 | Assumed PV | 10 | operating | 2018 |  |  | 39.7510 | 98.1110 | L100000827951 | G100000831545 | https://www.gem.wiki/JPIP_J_solar_project | Global Solar Power Tracker - February 2026 |  | 不适用 | 运行参数继承参考Generators_data.csv的风电/光伏设定
1354 | GS | 2 | 甘肃 | Dingxi | Lintao | 临洮县东莒太阳能科技有限责任公司临洮2.5万千瓦光伏扶贫建设项目（18MW） | Lintao County Dongju Solar Technology Lintao poverty alleviation solar project | -- | 光伏 | PV | 18 | operating | 2017 |  |  | 35.4466 | 103.9799 | L100001013233 | G100001014614 | https://www.gem.wiki/Lintao_County_Dongju_Solar_Technology_Lintao_poverty_alleviation_solar_project | Global Solar Power Tracker - February 2026 |  | 不适用 | 运行参数继承参考Generators_data.csv的风电/光伏设定
1355 | GS | 2 | 甘肃 | Zhangye | Linze | 临泽县工业西区6兆瓦分布式光伏发电项目 | Linze County Industrial West Zone solar project | -- | 光伏 | PV | 6 | operating | 2016 |  |  | 39.3473 | 100.1880 | L100001013265 | G100001014646 | https://www.gem.wiki/Linze_County_Industrial_West_Zone_solar_project | Global Solar Power Tracker - February 2026 |  | 不适用 | 运行参数继承参考Generators_data.csv的风电/光伏设定
1356 | GS | 2 | 甘肃 | Zhangye | Linze | 临泽县扎尔墩滩6兆瓦分布式光伏发电项目 | Linze County Zarduntan solar project | -- | 光伏 | PV | 6 | operating | 2016 |  |  | 39.3473 | 100.1880 | L100001013266 | G100001014647 | https://www.gem.wiki/Linze_County_Zarduntan_solar_project | Global Solar Power Tracker - February 2026 |  | 不适用 | 运行参数继承参考Generators_data.csv的风电/光伏设定
1357 | GS | 2 | 甘肃 | Zhangye | Ganzhou District | 龙源张掖新能源有限公司甘州区南滩二期9兆瓦并网光伏发电项目 | Longyuan Zhangye New Energy Ganzhou District Nantan solar project | -- | 光伏 | PV | 9 | operating | 2013 |  |  | 39.0002 | 100.5200 | L100001013332 | G100001014714 | https://www.gem.wiki/Longyuan_Zhangye_New_Energy_Ganzhou_District_Nantan_solar_project | Global Solar Power Tracker - February 2026 |  | 不适用 | 运行参数继承参考Generators_data.csv的风电/光伏设定
1358 | GS | 2 | 甘肃 | Zhangye | Ganzhou District | 龙源张掖新能源有限公司张掖10兆瓦并网光伏发电项目 | Longyuan Zhangye New Energy Zhangye solar project | -- | 光伏 | PV | 10 | operating | 2012 |  |  | 39.0002 | 100.5200 | L100001013333 | G100001014715 | https://www.gem.wiki/Longyuan_Zhangye_New_Energy_Zhangye_solar_project | Global Solar Power Tracker - February 2026 |  | 不适用 | 运行参数继承参考Generators_data.csv的风电/光伏设定
1359 | GS | 2 | 甘肃 | Wuwei | Minqin | 武威洁源风电投资开发有限公司民勤红沙岗风光互补试验9兆瓦并网光伏发电项目 | Minqin solar project | -- | 光伏 | PV | 9 | operating | 2016 |  |  | 38.7536 | 103.1689 | L100001013372 | G100001014754 | https://www.gem.wiki/Minqin_solar_project | Global Solar Power Tracker - February 2026 |  | 不适用 | 运行参数继承参考Generators_data.csv的风电/光伏设定
1360 | GS | 2 | 甘肃 | Pingliang |  | 平凉中电科新能源技术有限公司 | Pingliang China Electronics New Energy Technology solar project | -- | 光伏 | PV | 1.1 | operating | 2017 |  |  | 35.5432 | 106.6608 | L100001013717 | G100001015100 | https://www.gem.wiki/Pingliang_China_Electronics_New_Energy_Technology_solar_project | Global Solar Power Tracker - February 2026 |  | 不适用 | 运行参数继承参考Generators_data.csv的风电/光伏设定
1361 | GS | 2 | 甘肃 | Wuwei | Gulang | 平原村联村电站 | Pingyuan Village Liancun solar project | -- | 光伏 | PV | 3.1 | operating | 2018 |  |  | 37.5235 | 103.3630 | L100001013731 | G100001015114 | https://www.gem.wiki/Pingyuan_Village_Liancun_solar_project | Global Solar Power Tracker - February 2026 |  | 不适用 | 运行参数继承参考Generators_data.csv的风电/光伏设定
1362 | GS | 2 | 甘肃 | Wuwei | Gulang | 七墩台村联村电站 | Qiduntai Village Liancun solar project | -- | 光伏 | PV | 5.5 | operating | 2018 |  |  | 37.5235 | 103.3630 | L100001013773 | G100001015156 | https://www.gem.wiki/Qiduntai_Village_Liancun_solar_project | Global Solar Power Tracker - February 2026 |  | 不适用 | 运行参数继承参考Generators_data.csv的风电/光伏设定
1363 | GS | 2 | 甘肃 |  |  |  | Qili AB solar project | -- | 光伏 | Assumed PV | 5 | operating | 2022 |  |  | 40.0901 | 94.4950 | L100000827952 | G100000831546 | https://www.gem.wiki/Qili_AB_solar_project | Global Solar Power Tracker - February 2026 |  | 不适用 | 运行参数继承参考Generators_data.csv的风电/光伏设定
1364 | GS | 2 | 甘肃 |  |  |  | Qili G solar project | -- | 光伏 | Assumed PV | 15 | operating | 2020 |  |  | 40.1140 | 94.5010 | L100000827953 | G100000831547 | https://www.gem.wiki/Qili_G_solar_project | Global Solar Power Tracker - February 2026 |  | 不适用 | 运行参数继承参考Generators_data.csv的风电/光伏设定
1365 | GS | 2 | 甘肃 |  |  |  | Qili I & II solar project | -- | 光伏 | Assumed PV | 18 | operating | 2013 |  |  | 40.0840 | 94.4910 | L100000827954 | G100000831548 | https://www.gem.wiki/Qili_I_&_II_solar_project | Global Solar Power Tracker - February 2026 |  | 不适用 | 运行参数继承参考Generators_data.csv的风电/光伏设定
1366 | GS | 2 | 甘肃 |  |  |  | Qili Qilizhen II solar project | -- | 光伏 | Assumed PV | 9 | operating | 2012 |  |  | 40.0662 | 94.5023 | L100000827955 | G100000831549 | https://www.gem.wiki/Qili_Qilizhen_II_solar_project | Global Solar Power Tracker - February 2026 |  | 不适用 | 运行参数继承参考Generators_data.csv的风电/光伏设定
1367 | GS | 2 | 甘肃 |  |  |  | Qili S solar project | -- | 光伏 | Assumed PV | 10 | operating | 2020 |  |  | 40.1180 | 94.4880 | L100000827956 | G100000831550 | https://www.gem.wiki/Qili_S_solar_project | Global Solar Power Tracker - February 2026 |  | 不适用 | 运行参数继承参考Generators_data.csv的风电/光伏设定
1368 | GS | 2 | 甘肃 | Jiayuguan |  | 神舟光伏电力公司嘉峪关讨赖河北岸并网光伏9MWp发电工程 | Shenzhou Photovoltaic Power Jiayuguan Tuolai River North Bank solar project | -- | 光伏 | PV | 9 | operating | 2012 |  |  | 39.7722 | 98.2885 | L100001014361 | G100001015747 | https://www.gem.wiki/Shenzhou_Photovoltaic_Power_Jiayuguan_Tuolai_River_North_Bank_solar_project | Global Solar Power Tracker - February 2026 |  | 不适用 | 运行参数继承参考Generators_data.csv的风电/光伏设定
1369 | GS | 2 | 甘肃 | Jiayuguan |  | 神舟光伏电力公司嘉峪关西戈壁并网光伏9MWp发电工程 | Shenzhou Photovoltaic Power Jiayuguan West Gobi solar project | -- | 光伏 | PV | 9 | operating | 2012 |  |  | 39.7722 | 98.2885 | L100001014362 | G100001015748 | https://www.gem.wiki/Shenzhou_Photovoltaic_Power_Jiayuguan_West_Gobi_solar_project | Global Solar Power Tracker - February 2026 |  | 不适用 | 运行参数继承参考Generators_data.csv的风电/光伏设定
1370 | GS | 2 | 甘肃 | Jiayuguan |  | 神舟光伏电力公司嘉峪关西沟矿并网光伏9MWp发电工程 | Shenzhou Photovoltaic Power Jiayuguan Xigou solar project | -- | 光伏 | PV | 9 | operating | 2012 |  |  | 39.7722 | 98.2885 | L100001014363 | G100001015749 | https://www.gem.wiki/Shenzhou_Photovoltaic_Power_Jiayuguan_Xigou_solar_project | Global Solar Power Tracker - February 2026 |  | 不适用 | 运行参数继承参考Generators_data.csv的风电/光伏设定
1371 | GS | 2 | 甘肃 | Zhangye | Ganzhou District | 神舟光伏电力公司张掖甘州安阳滩并网光伏9MWp发电工程 | Shenzhou Photovoltaic Power Zhangye Ganzhou Anyangtan solar project | -- | 光伏 | PV | 9 | operating | 2013 |  |  | 39.0002 | 100.5200 | L100001014364 | G100001015750 | https://www.gem.wiki/Shenzhou_Photovoltaic_Power_Zhangye_Ganzhou_Anyangtan_solar_project | Global Solar Power Tracker - February 2026 |  | 不适用 | 运行参数继承参考Generators_data.csv的风电/光伏设定
1372 | GS | 2 | 甘肃 | Zhangye | Ganzhou District | 神舟光伏电力公司张掖甘州南滩并网光伏9MWp发电工程 | Shenzhou Photovoltaic Power Zhangye Ganzhou Nantan solar project | -- | 光伏 | PV | 9 | operating | 2013 |  |  | 39.0002 | 100.5200 | L100001014365 | G100001015751 | https://www.gem.wiki/Shenzhou_Photovoltaic_Power_Zhangye_Ganzhou_Nantan_solar_project | Global Solar Power Tracker - February 2026 |  | 不适用 | 运行参数继承参考Generators_data.csv的风电/光伏设定
1373 | GS | 2 | 甘肃 | Qingyang | Huachi | 寺儿湾电站 | Sierwan Hydrosolar project | -- | 光伏 | PV | 4.6 | operating | 2019 |  |  | 36.4314 | 108.0307 | L100001014438 | G100001015824 | https://www.gem.wiki/Sierwan_Hydrosolar_project | Global Solar Power Tracker - February 2026 |  | 不适用 | 运行参数继承参考Generators_data.csv的风电/光伏设定
1374 | GS | 2 | 甘肃 | Wuwei | Gulang | 感恩新村联村电站 | Thanks to Xincun Liancun solar project | -- | 光伏 | PV | 6 | operating | 2018 |  |  | 37.5235 | 103.3630 | L100001014727 | G100001016114 | https://www.gem.wiki/Thanks_to_Xincun_Liancun_solar_project | Global Solar Power Tracker - February 2026 |  | 不适用 | 运行参数继承参考Generators_data.csv的风电/光伏设定
1375 | GS | 2 | 甘肃 | Jiuquan | Suzhou District | 三峡新能源酒泉发电肃州东洞滩并网光伏发电项目9.0MW发电工程 | Three Gorges New Energy Jiuquan Suzhou Dongdongtan solar project | -- | 光伏 | PV | 9 | operating |  |  |  | 39.5785 | 98.8123 | L100001014733 | G100001016120 | https://www.gem.wiki/Three_Gorges_New_Energy_Jiuquan_Suzhou_Dongdongtan_solar_project | Global Solar Power Tracker - February 2026 |  | 不适用 | 运行参数继承参考Generators_data.csv的风电/光伏设定
1376 | GS | 2 | 甘肃 | Jiayuguan |  | 华电嘉峪关讨赖河北岸并网光伏9MWp发电工程 | Tuolai River solar project | -- | 光伏 | PV | 9 | operating | 2011 |  |  | 39.7722 | 98.2885 | L100001014881 | G100001016270 | https://www.gem.wiki/Tuolai_River_solar_project | Global Solar Power Tracker - February 2026 |  | 不适用 | 运行参数继承参考Generators_data.csv的风电/光伏设定
1377 | GS | 2 | 甘肃 | Dingxi | Weiyuan | 渭源县正源扶贫开发有限公司（会川园区定西源顺生物） | Weiyuan County Zhengyuan Poverty Alleviation Development I solar project | -- | 光伏 | PV | 2.4 | operating | 2017 |  |  | 35.1515 | 104.1445 | L100001014967 | G100001016356 | https://www.gem.wiki/Weiyuan_County_Zhengyuan_Poverty_Alleviation_Development_I_solar_project | Global Solar Power Tracker - February 2026 |  | 不适用 | 运行参数继承参考Generators_data.csv的风电/光伏设定
1378 | GS | 2 | 甘肃 | Dingxi | Weiyuan | 渭源县正源扶贫开发有限公司（田家河园区村级电站） | Weiyuan County Zhengyuan Poverty Alleviation Development II solar project | -- | 光伏 | PV | 2 | operating | 2017 |  |  | 35.1515 | 104.1445 | L100001014968 | G100001016357 | https://www.gem.wiki/Weiyuan_County_Zhengyuan_Poverty_Alleviation_Development_II_solar_project | Global Solar Power Tracker - February 2026 |  | 不适用 | 运行参数继承参考Generators_data.csv的风电/光伏设定
1379 | GS | 2 | 甘肃 | Dingxi | Weiyuan | 渭源县正源扶贫开发有限公司（会川园区甘肃圣源投资） | Weiyuan County Zhengyuan Poverty Alleviation Development III solar project | -- | 光伏 | PV | 2 | operating | 2017 |  |  | 35.1515 | 104.1445 | L100001014969 | G100001016358 | https://www.gem.wiki/Weiyuan_County_Zhengyuan_Poverty_Alleviation_Development_III_solar_project | Global Solar Power Tracker - February 2026 |  | 不适用 | 运行参数继承参考Generators_data.csv的风电/光伏设定
1380 | GS | 2 | 甘肃 | Dingxi | Weiyuan | 渭源县正源扶贫开发有限公司（新寨镇三合村村级电站） | Weiyuan County Zhengyuan Poverty Alleviation Development IV solar project | -- | 光伏 | PV | 1.2 | operating | 2017 |  |  | 35.1515 | 104.1445 | L100001014970 | G100001016359 | https://www.gem.wiki/Weiyuan_County_Zhengyuan_Poverty_Alleviation_Development_IV_solar_project | Global Solar Power Tracker - February 2026 |  | 不适用 | 运行参数继承参考Generators_data.csv的风电/光伏设定
1381 | GS | 2 | 甘肃 | Dingxi | Weiyuan | 渭源县正源扶贫开发有限公司（路园园区村级电站） | Weiyuan County Zhengyuan Poverty Alleviation Development V solar project | -- | 光伏 | PV | 2.1 | operating | 2017 |  |  | 35.1515 | 104.1445 | L100001014971 | G100001016360 | https://www.gem.wiki/Weiyuan_County_Zhengyuan_Poverty_Alleviation_Development_V_solar_project | Global Solar Power Tracker - February 2026 |  | 不适用 | 运行参数继承参考Generators_data.csv的风电/光伏设定
1382 | GS | 2 | 甘肃 | Dingxi | Weiyuan | 渭源县正源扶贫开发有限公司（会川园区源盛现代农业） | Weiyuan County Zhengyuan Poverty Alleviation Development VI solar project | -- | 光伏 | PV | 2 | operating | 2017 |  |  | 35.1515 | 104.1445 | L100001014972 | G100001016361 | https://www.gem.wiki/Weiyuan_County_Zhengyuan_Poverty_Alleviation_Development_VI_solar_project | Global Solar Power Tracker - February 2026 |  | 不适用 | 运行参数继承参考Generators_data.csv的风电/光伏设定
1383 | GS | 2 | 甘肃 | Wuwei | Minqin | 武威深能北方能源开发有限公司深能北方民勤红砂岗9兆瓦光伏项目 | Wuwei Shenneng Northern Energy Development Shenneng Northern Hongshagang solar project | -- | 光伏 | PV | 9 | operating | 2016 |  |  | 38.7536 | 103.1689 | L100001015054 | G100001016443 | https://www.gem.wiki/Wuwei_Shenneng_Northern_Energy_Development_Shenneng_Northern_Hongshagang_solar_project | Global Solar Power Tracker - February 2026 |  | 不适用 | 运行参数继承参考Generators_data.csv的风电/光伏设定
1384 | GS | 2 | 甘肃 | Wuwei | Liangzhou District | 武威特变电工凉州区9兆瓦并网光伏发电项目 | Wuwei TBEA Liangzhou District solar project | -- | 光伏 | PV | 9 | operating | 2013 |  |  | 37.9045 | 102.7768 | L100001015055 | G100001016444 | https://www.gem.wiki/Wuwei_TBEA_Liangzhou_District_solar_project | Global Solar Power Tracker - February 2026 |  | 不适用 | 运行参数继承参考Generators_data.csv的风电/光伏设定
1385 | GS | 2 | 甘肃 | Wuwei | Gulang | 兴民新村联村电站1 | Xingmin Xincun Liancun solar project | -- | 光伏 | PV | 1.2 | operating | 2017 |  |  | 37.5235 | 103.3630 | L100001015257 | G100001016646 | https://www.gem.wiki/Xingmin_Xincun_Liancun_solar_project | Global Solar Power Tracker - February 2026 |  | 不适用 | 运行参数继承参考Generators_data.csv的风电/光伏设定
1386 | GS | 2 | 甘肃 | Jiuquan | Aksay AC | 华电新能源发展有限公司阿克塞30兆瓦风光互补并网光伏发电项目一期9兆瓦项目 | Xinjiang Aksay Huadian solar farm | 1 | 光伏 | PV | 30 | operating | 2014 | Gansu Huadian Fuxin Energy Co Ltd [100%] | Gansu Huadian Fuxin Energy CO LTD Aksai Branch | 42.4805 | 85.4633 | L100000803397 | G100000803905 | https://www.gem.wiki/Xinjiang_Aksay_Huadian_solar_farm | Global Solar Power Tracker - February 2026 |  | 不适用 | 运行参数继承参考Generators_data.csv的风电/光伏设定
1387 | GS | 2 | 甘肃 | Zhangye | Minle | 华电新能源发展有限公司民乐县50兆瓦并网光伏发电项目 | Xinjiang Minle Energy Chemical Industry solar farm | -- | 光伏 | PV | 50 | operating | 2015 | Gansu Huadian Fuxin Energy Co Ltd [100%] | Gansu Huadian Fuxin Energy CO LTD Minle Branch | 42.4805 | 85.4633 | L100000802567 | G100000803035 | https://www.gem.wiki/Xinjiang_Minle_Energy_Chemical_Industry_solar_farm | Global Solar Power Tracker - February 2026 |  | 不适用 | 运行参数继承参考Generators_data.csv的风电/光伏设定
1388 | GS | 2 | 甘肃 | Qingyang | Huachi | 新庄梁电站 | Xinzhuangliang solar project | -- | 光伏 | PV | 3.5 | operating | 2019 |  |  | 36.4314 | 108.0307 | L100001015329 | G100001016719 | https://www.gem.wiki/Xinzhuangliang_solar_project | Global Solar Power Tracker - February 2026 |  | 不适用 | 运行参数继承参考Generators_data.csv的风电/光伏设定
1389 | GS | 2 | 甘肃 |  |  |  | Yuanquanzhen A solar project | -- | 光伏 | Assumed PV | 10 | operating | 2017 |  |  | 40.4940 | 95.7070 | L100000827957 | G100000831551 | https://www.gem.wiki/Yuanquanzhen_A_solar_project | Global Solar Power Tracker - February 2026 |  | 不适用 | 运行参数继承参考Generators_data.csv的风电/光伏设定
1390 | GS | 2 | 甘肃 | Jiuquan | Yumen City | 玉门市科陆新能源有限公司三十里井子光储电网融合验证示范项目 | Yumen City solar project | -- | 光伏 | PV | 15 | operating | 2017 |  |  | 40.2355 | 97.4322 | L100001015687 | G100001017078 | https://www.gem.wiki/Yumen_City_solar_project | Global Solar Power Tracker - February 2026 |  | 不适用 | 运行参数继承参考Generators_data.csv的风电/光伏设定
1391 | GS | 2 | 甘肃 | Jiuquan | Yumen City | 玉门顺兴农业综合开发有限公司1兆瓦屋顶分布式光伏发电项目 | Yumen Shunxing Agricultural Comprehensive Development I solar project | -- | 光伏 | PV | 1 | operating | 2016 |  |  | 40.2355 | 97.4322 | L100001015688 | G100001017079 | https://www.gem.wiki/Yumen_Shunxing_Agricultural_Comprehensive_Development_I_solar_project | Global Solar Power Tracker - February 2026 |  | 不适用 | 运行参数继承参考Generators_data.csv的风电/光伏设定
1392 | GS | 2 | 甘肃 | Jiuquan | Yumen City | 玉门顺兴农业综合开发有限公司5.8兆瓦屋顶分布式光伏发电 | Yumen Shunxing Agricultural Comprehensive Development II solar project | -- | 光伏 | PV | 5.8 | operating | 2017 |  |  | 40.2355 | 97.4322 | L100001015689 | G100001017080 | https://www.gem.wiki/Yumen_Shunxing_Agricultural_Comprehensive_Development_II_solar_project | Global Solar Power Tracker - February 2026 |  | 不适用 | 运行参数继承参考Generators_data.csv的风电/光伏设定
1393 | GS | 2 | 甘肃 | Jiuquan | Yumen City | 玉门顺兴农业综合开发有限公司玉门4兆瓦光伏农业示范项目 | Yumen Shunxing Agricultural Comprehensive Development Yumen solar project | -- | 光伏 | PV | 4 | operating | 2017 |  |  | 40.2355 | 97.4322 | L100001015690 | G100001017081 | https://www.gem.wiki/Yumen_Shunxing_Agricultural_Comprehensive_Development_Yumen_solar_project | Global Solar Power Tracker - February 2026 |  | 不适用 | 运行参数继承参考Generators_data.csv的风电/光伏设定
1394 | GS | 2 | 甘肃 | Linxia AP | Yongjing | 永靖县贫困村光伏扶贫电站 | Yunnan Yongjing Poverty Alleviation solar project | -- | 光伏 | PV | 35.6 | operating | 2019 |  |  | 36.0096 | 103.1626 | L100000826791 | G100000830197 | https://www.gem.wiki/Yunnan_Yongjing_Poverty_Alleviation_solar_project | Global Solar Power Tracker - February 2026 |  | 不适用 | 运行参数继承参考Generators_data.csv的风电/光伏设定
1395 | GS | 2 | 甘肃 | Qingyang | Huan | 张铁村联村电站 | Zhangtiecun Liancun solar project | -- | 光伏 | PV | 1 | operating | 2019 |  |  | 36.5640 | 107.0765 | L100001015765 | G100001017156 | https://www.gem.wiki/Zhangtiecun_Liancun_solar_project | Global Solar Power Tracker - February 2026 |  | 不适用 | 运行参数继承参考Generators_data.csv的风电/光伏设定
1396 | GS | 2 | 甘肃 | Jiuquan | Jinta | 中科恒源新能源科技公司酒泉金塔并网光伏9MWp发电工程 | Zhongke Hengyuan New Energy Technology solar project | -- | 光伏 | PV | 9 | operating | 2012 |  |  | 40.3553 | 99.1645 | L100001016156 | G100001017548 | https://www.gem.wiki/Zhongke_Hengyuan_New_Energy_Technology_solar_project | Global Solar Power Tracker - February 2026 |  | 不适用 | 运行参数继承参考Generators_data.csv的风电/光伏设定
1397 | GS | 2 | 甘肃 | Pingliang | Zhuanglang | 庄浪光原光伏发电有限公司庄浪县光伏扶贫试点项目（14.463MW） | Zhuanglang Guangyuan solar project | -- | 光伏 | PV | 14.5 | operating | 2017 |  |  | 35.2579 | 106.0619 | L100001016196 | G100001017589 | https://www.gem.wiki/Zhuanglang_Guangyuan_solar_project | Global Solar Power Tracker - February 2026 |  | 不适用 | 运行参数继承参考Generators_data.csv的风电/光伏设定
1398 | GS | 2 | 甘肃 | Qingyang | Huan | 甘肃庆阳风光综合新能源示范项目A1区 (华能) | Gansu - Shandong Power Export Huanxian (Huaneng) Wind/Solar Demonstration Project wind farm | Area A1 | 风电 | Onshore | 376 | operating | 2023 |  | Huaneng Longdong Energy | 38.0001 | 102.0001 | L100000917373 | G100000921543 | https://www.gem.wiki/Gansu_Qingyang_Huanxian_(Huaneng)_Wind/Solar_Demonstration_Project_wind_farm | Global Wind Power Tracker - February 2026 |  | 不适用 | 运行参数继承参考Generators_data.csv的风电/光伏设定
1399 | GS | 2 | 甘肃 | Qingyang | Huan | 甘肃庆阳风光综合新能源示范项目A2区 (华能) | Gansu - Shandong Power Export Huanxian (Huaneng) Wind/Solar Demonstration Project wind farm | Area A2 | 风电 | Onshore | 373 | operating | 2023 |  | Huaneng Longdong Energy | 38.0001 | 102.0001 | L100000917373 | G100000921544 | https://www.gem.wiki/Gansu_Qingyang_Huanxian_(Huaneng)_Wind/Solar_Demonstration_Project_wind_farm | Global Wind Power Tracker - February 2026 |  | 不适用 | 运行参数继承参考Generators_data.csv的风电/光伏设定
1400 | GS | 2 | 甘肃 | Qingyang | Huan | 甘肃庆阳风光综合新能源示范项目B1区 (华能) | Gansu - Shandong Power Export Huanxian (Huaneng) Wind/Solar Demonstration Project wind farm | Area B1 | 风电 | Onshore | 380 | operating | 2023 |  | Huaneng Longdong Energy | 36.4635 | 106.6114 | L100000917373 | G100000921545 | https://www.gem.wiki/Gansu_Qingyang_Huanxian_(Huaneng)_Wind/Solar_Demonstration_Project_wind_farm | Global Wind Power Tracker - February 2026 |  | 不适用 | 运行参数继承参考Generators_data.csv的风电/光伏设定
1401 | GS | 2 | 甘肃 | Qingyang | Huan | 甘肃庆阳风光综合新能源示范项目B2区 (华能) | Gansu - Shandong Power Export Huanxian (Huaneng) Wind/Solar Demonstration Project wind farm | Area B2 | 风电 | Onshore | 380 | operating | 2023 |  | Huaneng Longdong Energy | 36.9099 | 106.7063 | L100000917373 | G100000921546 | https://www.gem.wiki/Gansu_Qingyang_Huanxian_(Huaneng)_Wind/Solar_Demonstration_Project_wind_farm | Global Wind Power Tracker - February 2026 |  | 不适用 | 运行参数继承参考Generators_data.csv的风电/光伏设定
1402 | GS | 2 | 甘肃 | Qingyang | Huan | 甘肃庆阳风光综合新能源示范项目C1区 (华能) | Gansu - Shandong Power Export Huanxian (Huaneng) Wind/Solar Demonstration Project wind farm | Area C1 | 风电 | Onshore | 380 | operating | 2023 |  | Huaneng Longdong Energy | 36.6247 | 106.8226 | L100000917373 | G100000921548 | https://www.gem.wiki/Gansu_Qingyang_Huanxian_(Huaneng)_Wind/Solar_Demonstration_Project_wind_farm | Global Wind Power Tracker - February 2026 |  | 不适用 | 运行参数继承参考Generators_data.csv的风电/光伏设定
1403 | GS | 2 | 甘肃 | Qingyang | Huan | 甘肃庆阳风光综合新能源示范项目C2区 (华能) | Gansu - Shandong Power Export Huanxian (Huaneng) Wind/Solar Demonstration Project wind farm | Area C2 | 风电 | Onshore | 380 | operating | 2023 |  | Huaneng Longdong Energy | 36.3749 | 106.5927 | L100000917373 | G100000921547 | https://www.gem.wiki/Gansu_Qingyang_Huanxian_(Huaneng)_Wind/Solar_Demonstration_Project_wind_farm | Global Wind Power Tracker - February 2026 |  | 不适用 | 运行参数继承参考Generators_data.csv的风电/光伏设定
1404 | GS | 2 | 甘肃 | Qingyang | Huan | 华能甘肃庆阳风光综合新能源示范项目 | Gansu - Shandong Power Export Huanxian (Huaneng) Wind/Solar Demonstration Project wind farm | Area D1 | 风电 | Onshore | 372 | operating | 2025 |  | Huaneng Longdong Energy Co. Ltd. | 36.572 | 107.3167 | L100000917373 | G100000923571 | https://www.gem.wiki/Gansu_Qingyang_Huanxian_(Huaneng)_Wind/Solar_Demonstration_Project_wind_farm | Global Wind Power Tracker - February 2026 |  | 不适用 | 运行参数继承参考Generators_data.csv的风电/光伏设定
1405 | GS | 2 | 甘肃 | Qingyang | Huan | 华能甘肃庆阳风光综合新能源示范项目 | Gansu - Shandong Power Export Huanxian (Huaneng) Wind/Solar Demonstration Project wind farm | Area D2 | 风电 | Onshore | 372 | operating | 2025 |  | Huaneng Longdong Energy Co. Ltd. | 36.572 | 107.3167 | L100000917373 | G100000923572 | https://www.gem.wiki/Gansu_Qingyang_Huanxian_(Huaneng)_Wind/Solar_Demonstration_Project_wind_farm | Global Wind Power Tracker - February 2026 |  | 不适用 | 运行参数继承参考Generators_data.csv的风电/光伏设定
1406 | GS | 2 | 甘肃 | Qingyang | Huan | 华能甘肃庆阳风光综合新能源示范项目 | Gansu - Shandong Power Export Huanxian (Huaneng) Wind/Solar Demonstration Project wind farm | Area E1 | 风电 | Onshore | 372 | operating | 2025 |  | Huaneng Longdong Energy Co. Ltd. | 36.572 | 107.3167 | L100000917373 | G100000923573 | https://www.gem.wiki/Gansu_Qingyang_Huanxian_(Huaneng)_Wind/Solar_Demonstration_Project_wind_farm | Global Wind Power Tracker - February 2026 |  | 不适用 | 运行参数继承参考Generators_data.csv的风电/光伏设定
1407 | GS | 2 | 甘肃 | Qingyang | Huan | 华能甘肃庆阳风光综合新能源示范项目 | Gansu - Shandong Power Export Huanxian (Huaneng) Wind/Solar Demonstration Project wind farm | Area E2 | 风电 | Onshore | 372 | operating | 2025 |  | Huaneng Longdong Energy Co. Ltd. | 36.572 | 107.3167 | L100000917373 | G100000923574 | https://www.gem.wiki/Gansu_Qingyang_Huanxian_(Huaneng)_Wind/Solar_Demonstration_Project_wind_farm | Global Wind Power Tracker - February 2026 |  | 不适用 | 运行参数继承参考Generators_data.csv的风电/光伏设定
1408 | GS | 2 | 甘肃 | Qingyang | Huan | 华能甘肃庆阳风光综合新能源示范项目 | Gansu - Shandong Power Export Huanxian (Huaneng) Wind/Solar Demonstration Project wind farm | Area F1 | 风电 | Onshore | 372 | operating | 2025 |  | Huaneng Longdong Energy Co. Ltd. | 36.572 | 107.3167 | L100000917373 | G100000923575 | https://www.gem.wiki/Gansu_Qingyang_Huanxian_(Huaneng)_Wind/Solar_Demonstration_Project_wind_farm | Global Wind Power Tracker - February 2026 |  | 不适用 | 运行参数继承参考Generators_data.csv的风电/光伏设定
1409 | GS | 2 | 甘肃 | Qingyang | Huan | 华能甘肃庆阳风光综合新能源示范项目 | Gansu - Shandong Power Export Huanxian (Huaneng) Wind/Solar Demonstration Project wind farm | Area F2 | 风电 | Onshore | 372 | operating | 2025 |  | Huaneng Longdong Energy Co. Ltd. | 36.572 | 107.3167 | L100000917373 | G100000923576 | https://www.gem.wiki/Gansu_Qingyang_Huanxian_(Huaneng)_Wind/Solar_Demonstration_Project_wind_farm | Global Wind Power Tracker - February 2026 |  | 不适用 | 运行参数继承参考Generators_data.csv的风电/光伏设定
1410 | GS | 2 | 甘肃 | Jiuquan | Aksay | 阿克塞县润金新能源15万千瓦风电项目 | Gansu Aksay (Tianrun) wind farm | 1 | 风电 | Onshore | 150 | operating | 2023 | Aksay Kazakh Autonomous County Tianrun New Energy Windpower Co Ltd |  | 39.1874 | 94.2218 | L100001001150 | G100001001546 | https://www.gem.wiki/Gansu_Aksay_(Tianrun)_wind_farm | Global Wind Power Tracker - February 2026 |  | 不适用 | 运行参数继承参考Generators_data.csv的风电/光伏设定
1411 | GS | 2 | 甘肃 | Jiuquan | Aksay | 天润阿克塞二期20万千瓦风电项目 | Gansu Aksay (Tianrun) wind farm | 2 | 风电 | Onshore | 200 | operating | 2023 | Aksay Kazakh Autonomous County Tianrun New Energy Windpower Co Ltd | Aksay Kazakh Autonomous County Tianrun New Energy Windpower | 39.1874 | 94.2218 | L100001001150 | G100001001548 | https://www.gem.wiki/Gansu_Aksay_(Tianrun)_wind_farm | Global Wind Power Tracker - February 2026 |  | 不适用 | 运行参数继承参考Generators_data.csv的风电/光伏设定
1412 | GS | 2 | 甘肃 | Jiuquan | Aksay | 甘肃阿克塞当金山试验风电场 | Gansu Aksay Dangjinshan wind farm | 1 | 风电 | Onshore | 50 | operating | 2011 |  | Gansu Huadian Akesai Windpower | 39.1874 | 94.2451 | L100000903570 | G100000904402 | https://www.gem.wiki/Gansu_Aksay_Dangjinshan_wind_farm | Global Wind Power Tracker - February 2026 |  | 不适用 | 运行参数继承参考Generators_data.csv的风电/光伏设定
1413 | GS | 2 | 甘肃 | Jiuquan | Akesai | 甘肃阿克塞当金山风电场二,期 | Gansu Aksay Dangjinshan wind farm | 2 | 风电 | Onshore | 50 | operating | 2013 |  | Gansu Huadian Akesai Windpower | 39.2223 | 94.1933 | L100000903570 | G100000904403 | https://www.gem.wiki/Gansu_Aksay_Dangjinshan_wind_farm | Global Wind Power Tracker - February 2026 |  | 不适用 | 运行参数继承参考Generators_data.csv的风电/光伏设定
1414 | GS | 2 | 甘肃 | Dingxi | Anding District | 安定区高峰2.5万千瓦分散式风电项目 | Gansu Anding Gaofeng Distributed wind farm | -- | 风电 | Onshore | 25 | operating | 2021 | Shanghai Zhiheng New Energy Co Ltd [100%] | Dingxi Anding District Zhiheng New Energy | 35.4642 | 104.3443 | L100000917346 | G100000921514 | https://www.gem.wiki/Gansu_Anding_Gaofeng_Distributed_wind_farm | Global Wind Power Tracker - February 2026 |  | 不适用 | 运行参数继承参考Generators_data.csv的风电/光伏设定
1415 | GS | 2 | 甘肃 | Dingxi | Anding District | 华家岭西30万千瓦风电场项目 | Gansu Anding Huajialing West wind farm | 1 | 风电 | Onshore | 300 | operating | 2021 | Gansu Jiangneng New Energy CO LTD.; Gansu Yunhua New Energy Development Co Ltd |  | 35.3867 | 104.9083 | L100000917347 | G100000921515 | https://www.gem.wiki/Gansu_Anding_Huajialing_West_wind_farm | Global Wind Power Tracker - February 2026 |  | 不适用 | 运行参数继承参考Generators_data.csv的风电/光伏设定
1416 | GS | 2 | 甘肃 | Dingxi | Anding District | 甘肃华家岭西风电场5万千瓦项目; 允华华阳50MW风电场 | Gansu Anding Huajialing West wind farm | 2 | 风电 | Onshore | 50 | operating | 2022 | Gansu Yunhua New Energy Development Co Ltd |  | 35.3867 | 104.9083 | L100000917347 | G100001003691 | https://www.gem.wiki/Gansu_Anding_Huajialing_West_wind_farm | Global Wind Power Tracker - February 2026 |  | 不适用 | 运行参数继承参考Generators_data.csv的风电/光伏设定
1417 | GS | 2 | 甘肃 | Baiyin | Baiyin District | 白银立昇新能源50万千瓦一期10万千瓦集中式风力发电项目 | Gansu Baiyin (Lisheng) wind farm | 1 | 风电 | Onshore | 100 | operating | 2025 | Baiyin Lisheng New Energy Co Ltd |  | 36.698 | 104.0905 | L100001061948 | G100001071059 | https://www.gem.wiki/Gansu_Baiyin_(Lisheng)_wind_farm | Global Wind Power Tracker - February 2026 |  | 不适用 | 运行参数继承参考Generators_data.csv的风电/光伏设定
1418 | GS | 2 | 甘肃 | Pingliang | Chongxin | 崇信县黄寨风电项目 | Gansu Chongxin Huangzhai wind farm | 1 | 风电 | Onshore | 50 | operating | 2025 | Sany Heavy Energy Co Ltd [100%] | Chongxin Sany Yongshengwan New Energy Development | 35.3049 | 107.029 | L100000917348 | G100000921516 | https://www.gem.wiki/Gansu_Chongxin_Huangzhai_wind_farm | Global Wind Power Tracker - February 2026 |  | 不适用 | 运行参数继承参考Generators_data.csv的风电/光伏设定
1419 | GS | 2 | 甘肃 | Longnan | Dangchang | 国家电投宕昌县50万千瓦风光储氢一体化示范项目 | Gansu Dangchang Wind/Solar/Hydrogen complex | 1-electricity production | 风电 | Onshore | 100 | operating | 2025 | State Power Investment Yangzi River Eco-Energy Co Ltd [100%] |  | 34.076 | 104.592 | L100000922433 | G100000927977 | https://www.gem.wiki/Gansu_Dangchang_Wind/Solar/Hydrogen_complex | Global Wind Power Tracker - February 2026 |  | 不适用 | 运行参数继承参考Generators_data.csv的风电/光伏设定
1420 | GS | 2 | 甘肃 | Longnan | Dangchang | 国家电投宕昌县50万千瓦风光储氢一体化示范项目 | Gansu Dangchang Wind/Solar/Hydrogen complex | 1-hydrogen production | 风电 | Onshore | 100 | operating | 2025 | State Power Investment Yangzi River Eco-Energy Co Ltd [100%] |  | 34.076 | 104.592 | L100000922433 | G100001027757 | https://www.gem.wiki/Gansu_Dangchang_Wind/Solar/Hydrogen_complex | Global Wind Power Tracker - February 2026 |  | 不适用 | 运行参数继承参考Generators_data.csv的风电/光伏设定
1421 | GS | 2 | 甘肃 | Dingxi | Anding District | 定西市安定区10万千瓦集中式风电项目 | Gansu Dingxi Anding 100 MW (Aerospace Construction) wind farm | -- | 风电 | Onshore | 100 | operating | 2024 | Dingxi Hangjian Runteng New Energy Development Co Ltd [100%] | Dingxing Anding District Innovation New Energy Development | 35.5821 | 104.634 | L100000919102 | G100000923542 | https://www.gem.wiki/Gansu_Dingxi_Anding_100_MW_(Aerospace_Construction)_wind_farm | Global Wind Power Tracker - February 2026 |  | 不适用 | 运行参数继承参考Generators_data.csv的风电/光伏设定
1422 | GS | 2 | 甘肃 | Jiuquan | Dunhuang City | 敦煌市沙州风力发电有限责任公司200兆瓦风电项目配套储能 | Gansu Dunhuang Beihu (Shazhou Windpower) wind farm | -- | 风电 | Onshore | 200 | operating | 2024 | Dunhuang Shazhou Wind Power Generation Co Ltd |  | 40.569 | 93.735 | L100001025566 | G100001030259 | https://www.gem.wiki/Gansu_Dunhuang_Beihu_(Shazhou_Windpower)_wind_farm | Global Wind Power Tracker - February 2026 |  | 不适用 | 运行参数继承参考Generators_data.csv的风电/光伏设定
1423 | GS | 2 | 甘肃 | Jiuquan | Dunhuang City | 敦煌海装新能源公司北湖第三风电场一期49.5兆瓦风电项目 | Gansu Dunhuang Haizhuang Beihu wind farm | 1 | 风电 | Onshore | 49.5 | operating | 2022 | CSSC Wind Power Investment (Beijing) Co Ltd [100%] | Dunhuang Haizhuang New Energy | 40.1463 | 94.6366 | L100000917350 | G100000921518 | https://www.gem.wiki/Gansu_Dunhuang_Haizhuang_Beihu_wind_farm | Global Wind Power Tracker - February 2026 |  | 不适用 | 运行参数继承参考Generators_data.csv的风电/光伏设定
1424 | GS | 2 | 甘肃 | Jiuquan | Dunhuang City | 敦煌海装新能源公司北湖第三风电场二期风电项目 | Gansu Dunhuang Haizhuang Beihu wind farm | 2 | 风电 | Onshore | 150 | operating | 2024 | CSSC Wind Power Investment (Beijing) Co Ltd [100%] | Dunhuang Haizhuang New Energy | 40.1463 | 94.6366 | L100000917350 | G100000921519 | https://www.gem.wiki/Gansu_Dunhuang_Haizhuang_Beihu_wind_farm | Global Wind Power Tracker - February 2026 |  | 不适用 | 运行参数继承参考Generators_data.csv的风电/光伏设定
1425 | GS | 2 | 甘肃 | Tianshui | Gangu | 甘谷白石45兆瓦分散式风电 | Gansu Gangu Baishi Distributed wind farm | -- | 风电 | Onshore | 45 | operating | 2022 | Guangdong Energy Group Guizhou Co Ltd [100%] | Gangu Huineng Wind Power | 34.7293 | 105.3408 | L100000917351 | G100000921520 | https://www.gem.wiki/Gansu_Gangu_Baishi_Distributed_wind_farm | Global Wind Power Tracker - February 2026 |  | 不适用 | 运行参数继承参考Generators_data.csv的风电/光伏设定
1426 | GS | 2 | 甘肃 | Tianshui | Gangu | 汇能甘谷古坡5万千瓦风电场 | Gansu Gangu Gupo wind farm | -- | 风电 | Onshore | 50 | operating | 2022 | Guangdong Energy Group Guizhou Co Ltd [100%] | Gangu Huineng Wind Power | 34.6265 | 105.2812 | L100000917352 | G100000921521 | https://www.gem.wiki/Gansu_Gangu_Gupo_wind_farm | Global Wind Power Tracker - February 2026 |  | 不适用 | 运行参数继承参考Generators_data.csv的风电/光伏设定
1427 | GS | 2 | 甘肃 | Zhangye | Ganzhou District | 甘州平山湖百万千瓦风电基地20万千瓦风电2＃项目 | Gansu Ganzhou Pingshanhu (China Energy Construction) wind farm | -- | 风电 | Onshore | 200 | operating | 2025 | China Energy Construction Group Investment Co Ltd; Zhangye Municipal Investment Development (Group) Co Ltd |  | 39.1707 | 100.835 | L100000919104 | G100000923544 | https://www.gem.wiki/Gansu_Ganzhou_Pingshanhu_(China_Energy_Construction)_wind_farm | Global Wind Power Tracker - February 2026 |  | 不适用 | 运行参数继承参考Generators_data.csv的风电/光伏设定
1428 | GS | 2 | 甘肃 | Zhangye | Ganzhou District | 中船风电（张掖）新能源有限公司甘州平山湖百万千瓦级风电基地30万千瓦风电项 | Gansu Ganzhou Pingshanhu (China Ship-Building) wind farm | Ganzhou | 风电 | Onshore | 200 | operating | 2024 | China Ship-Building Wind Power Investment (Beijing) Co Ltd [100%] | China Ship-building Windpower (Zhangye) New Energy | 39.1707 | 100.835 | L100000919105 | G100000923545 | https://www.gem.wiki/Gansu_Ganzhou_Pingshanhu_(China_Ship-Building)_wind_farm | Global Wind Power Tracker - February 2026 |  | 不适用 | 运行参数继承参考Generators_data.csv的风电/光伏设定
1429 | GS | 2 | 甘肃 | Zhangye | Ganzhou District |  | Gansu Ganzhou Pingshanhu (China Ship-Building) wind farm | Linze | 风电 | Onshore | 100 | operating | 2024 |  |  | 39.1707 | 100.835 | L100000919105 | G100001004879 | https://www.gem.wiki/Gansu_Ganzhou_Pingshanhu_(China_Ship-Building)_wind_farm | Global Wind Power Tracker - February 2026 |  | 不适用 | 运行参数继承参考Generators_data.csv的风电/光伏设定
1430 | GS | 2 | 甘肃 | Zhangye | Ganzhou District | 张掖杰程甘州区平山湖 49.5MW 风电项目 | Gansu Ganzhou Pingshanhu (Jiecheng) wind farm | -- | 风电 | Onshore | 49.5 | operating | 2022 | Zhangye Jiecheng Wind Power Generation Co Ltd |  | 39.2017 | 100.5422 | L100001023464 | G100001027821 | https://www.gem.wiki/Gansu_Ganzhou_Pingshanhu_(Jiecheng)_wind_farm | Global Wind Power Tracker - February 2026 |  | 不适用 | 运行参数继承参考Generators_data.csv的风电/光伏设定
1431 | GS | 2 | 甘肃 | Lanzhou | Gaolan | 皋兰黑石川45MW、上井滩35MW分散式风电项目 | Gansu Gaolan Heishichuan and Shangjinjgtan Distributed wind farms | Heishichuan | 风电 | Onshore | 45 | operating | 2025 | Gansu Yingtong Shidai New Energy Co Ltd |  | 36.674 | 103.838 | L100001046098 | G100001051997 | https://www.gem.wiki/Gansu_Gaolan_Heishichuan_and_Shangjinjgtan_Distributed_wind_farms | Global Wind Power Tracker - February 2026 |  | 不适用 | 运行参数继承参考Generators_data.csv的风电/光伏设定
1432 | GS | 2 | 甘肃 | Lanzhou | Gaolan | 皋兰黑石川45MW、上井滩35MW分散式风电项目 | Gansu Gaolan Heishichuan and Shangjinjgtan Distributed wind farms | Shangjingtan | 风电 | Onshore | 35 | operating | 2025 | Gansu Yingtong Shidai New Energy Co Ltd |  | 36.786 | 103.879 | L100001046098 | G100001051996 | https://www.gem.wiki/Gansu_Gaolan_Heishichuan_and_Shangjinjgtan_Distributed_wind_farms | Global Wind Power Tracker - February 2026 |  | 不适用 | 运行参数继承参考Generators_data.csv的风电/光伏设定
1433 | GS | 2 | 甘肃 | Zhangye | Gaotai | 高台北部滩百万千瓦风电基地20万千瓦风电1＃项目 | Gansu Gaotai Beibutan (China Ship-Building) wind farm | -- | 风电 | Onshore | 200 | operating | 2024 | China Ship-Building Group Co Ltd [100%] |  | 39.3835 | 99.8224 | L100000919110 | G100000923550 | https://www.gem.wiki/Gansu_Gaotai_Beibutan_(China_Ship-Building)_wind_farm | Global Wind Power Tracker - February 2026 |  | 不适用 | 运行参数继承参考Generators_data.csv的风电/光伏设定
1434 | GS | 2 | 甘肃 | Zhangye | Gaotai | 高台北部滩百万千瓦风电基地20万千瓦风电2＃项目 | Gansu Gaotai Beibutan 200 MW (Shanghai Electric) wind farm | -- | 风电 | Onshore | 200 | operating | 2024 | Shanghai Electric Group Co Ltd; Shanghai Electric New Energy Development Co Ltd |  | 39.3835 | 99.8224 | L100000919111 | G100000923551 | https://www.gem.wiki/Gansu_Gaotai_Beibutan_200_MW_(Shanghai_Electric)_wind_farm | Global Wind Power Tracker - February 2026 |  | 不适用 | 运行参数继承参考Generators_data.csv的风电/光伏设定
1435 | GS | 2 | 甘肃 | Zhangye | Gaotai | 高台县北部滩百万千万风电40万千瓦风电项目 | Gansu Gaotai Beibutan 400 MW (Shanghai Electric) wind farm | -- | 风电 | Onshore | 400 | operating |  | Shanghai Electric Windpower Group Co Ltd [100%] |  | 39.844 | 99.394 | L100000919112 | G100000923552 | https://www.gem.wiki/Gansu_Gaotai_Beibutan_400_MW_(Shanghai_Electric)_wind_farm | Global Wind Power Tracker - February 2026 |  | 不适用 | 运行参数继承参考Generators_data.csv的风电/光伏设定
1436 | GS | 2 | 甘肃 | Zhangye | Gaotai | 甘肃电投辰旭高台县盐池滩10万千瓦风电场 | Gansu Gaotai Yanchitan (Gansu Power Investment) wind farm | -- | 风电 | Onshore | 100 | operating |  | Gansu Power Investment Zhenxu Gaotai Wind Power Generation Co Ltd |  | 39.7303 | 99.2772 | L100001004186 | G100001004874 | https://www.gem.wiki/Gansu_Gaotai_Yanchitan_(Gansu_Power_Investment)_wind_farm | Global Wind Power Tracker - February 2026 |  | 不适用 | 运行参数继承参考Generators_data.csv的风电/光伏设定
1437 | GS | 2 | 甘肃 | Jiuquan | Guazhou | 甘肃瓜州安北第一风电场A区 | Gansu Guazhou Anbei 1 Area A wind farm | -- | 风电 | Onshore | 200 | operating | 2022 |  | China Power Construction Guazhou New Energy | 40.7933 | 96.1881 | L100000903572 | G100000904405 | https://www.gem.wiki/Gansu_Guazhou_Anbei_1_Area_A_wind_farm | Global Wind Power Tracker - February 2026 |  | 不适用 | 运行参数继承参考Generators_data.csv的风电/光伏设定
1438 | GS | 2 | 甘肃 | Jiuquan | Guazhou | 甘肃瓜州安北第一风电场B区 | Gansu Guazhou Anbei 1 Area B wind farm | -- | 风电 | Onshore | 200 | operating | 2022 |  | China Power Construction Guazhou New Energy | 38.0001 | 102.0001 | L100000903573 | G100000904406 | https://www.gem.wiki/Gansu_Guazhou_Anbei_1_Area_B_wind_farm | Global Wind Power Tracker - February 2026 |  | 不适用 | 运行参数继承参考Generators_data.csv的风电/光伏设定
1439 | GS | 2 | 甘肃 | Jiuquan | Guazhou | 甘肃瓜州安北第一风电场C区北 | Gansu Guazhou Anbei 1 Area C North wind farm | -- | 风电 | Onshore | 100 | operating | 2021 |  | China Resources Power Windpower (Guazhou) | 38.0001 | 102.0001 | L100000903574 | G100000904407 | https://www.gem.wiki/Gansu_Guazhou_Anbei_1_Area_C_North_wind_farm | Global Wind Power Tracker - February 2026 |  | 不适用 | 运行参数继承参考Generators_data.csv的风电/光伏设定
1440 | GS | 2 | 甘肃 | Jiuquan | Guazhou | 甘肃瓜州安北第一风电场C区南 | Gansu Guazhou Anbei 1 Area C South wind farm | -- | 风电 | Onshore | 100 | operating | 2021 |  | Jingcheng Guazhou New Energy | 38.0001 | 102.0001 | L100000903575 | G100000904408 | https://www.gem.wiki/Gansu_Guazhou_Anbei_1_Area_C_South_wind_farm | Global Wind Power Tracker - February 2026 |  | 不适用 | 运行参数继承参考Generators_data.csv的风电/光伏设定
1441 | GS | 2 | 甘肃 | Jiuquan | Guazhou | 甘肃瓜州安北第二风电场AB 区 | Gansu Guazhou Anbei 2 Area AB wind farm | -- | 风电 | Onshore | 400 | operating | 2015 |  | Gansu State Power Investment Jiuquan #3 Windpower | 40.8356 | 96.3062 | L100000903576 | G100000904409 | https://www.gem.wiki/Gansu_Guazhou_Anbei_2_Area_AB_wind_farm | Global Wind Power Tracker - February 2026 |  | 不适用 | 运行参数继承参考Generators_data.csv的风电/光伏设定
1442 | GS | 2 | 甘肃 | Jiuquan | Guazhou | 甘肃瓜州安北第二风电场C区（一期） | Gansu Guazhou Anbei 2 Area C wind farm | 1 | 风电 | Onshore | 100 | operating | 2021 | Beijing Tianrun New Energy Investment Co Ltd [100%] | Guazhou County Runhao New Energy | 38.0001 | 102.0001 | L100000903577 | G100000904410 | https://www.gem.wiki/Gansu_Guazhou_Anbei_2_Area_C_wind_farm | Global Wind Power Tracker - February 2026 |  | 不适用 | 运行参数继承参考Generators_data.csv的风电/光伏设定
1443 | GS | 2 | 甘肃 | Jiuquan | Guazhou | 甘肃瓜州安北第二风电场C区（二期） | Gansu Guazhou Anbei 2 Area C wind farm | 2 | 风电 | Onshore | 100 | operating | 2022 | Beijing Tianrun New Energy Investment Co Ltd [100%] | Guazhou County Runhao New Energy | 38.0001 | 102.0001 | L100000903577 | G100000904411 | https://www.gem.wiki/Gansu_Guazhou_Anbei_2_Area_C_wind_farm | Global Wind Power Tracker - February 2026 |  | 不适用 | 运行参数继承参考Generators_data.csv的风电/光伏设定
1444 | GS | 2 | 甘肃 | Jiuquan | Guazhou | 甘肃瓜州安北第三风电场AB区 | Gansu Guazhou Anbei 3 Area AB wind farm | -- | 风电 | Onshore | 401 | operating | 2015 |  | Huaneng Jiuquan #2 Windpower | 38.0001 | 102.0001 | L100000903578 | G100000904412 | https://www.gem.wiki/Gansu_Guazhou_Anbei_3_Area_AB_wind_farm | Global Wind Power Tracker - February 2026 |  | 不适用 | 运行参数继承参考Generators_data.csv的风电/光伏设定
1445 | GS | 2 | 甘肃 | Jiuquan | Guazhou | 甘肃瓜州安北第三风电场C区 | Gansu Guazhou Anbei 3 Area C wind farm | -- | 风电 | Onshore | 201 | operating | 2021 | Huaneng Gansu Energy Development Co Ltd [100%] |  | 40.7933 | 96.1881 | L100000903579 | G100000904413 | https://www.gem.wiki/Gansu_Guazhou_Anbei_3_Area_C_wind_farm | Global Wind Power Tracker - February 2026 |  | 不适用 | 运行参数继承参考Generators_data.csv的风电/光伏设定
1446 | GS | 2 | 甘肃 | Jiuquan | Guazhou | 甘肃瓜州安北第四风电场A区 | Gansu Guazhou Anbei 4 Area A wind farm | -- | 风电 | Onshore | 201 | operating | 2015 |  | Longyuan (Jiuquan) Windpower | 38.0001 | 102.0001 | L100000903580 | G100000904414 | https://www.gem.wiki/Gansu_Guazhou_Anbei_4_Area_A_wind_farm | Global Wind Power Tracker - February 2026 |  | 不适用 | 运行参数继承参考Generators_data.csv的风电/光伏设定
1447 | GS | 2 | 甘肃 | Jiuquan | Guazhou | 甘肃瓜州安北第四风电场B区 | Gansu Guazhou Anbei 4 Area B wind farm | -- | 风电 | Onshore | 201 | operating | 2014 | Guodian Gansu New Energy Co Ltd [100%] |  | 40.8003 | 96.4627 | L100000903581 | G100000904415 | https://www.gem.wiki/Gansu_Guazhou_Anbei_4_Area_B_wind_farm | Global Wind Power Tracker - February 2026 |  | 不适用 | 运行参数继承参考Generators_data.csv的风电/光伏设定
1448 | GS | 2 | 甘肃 | Jiuquan | Guazhou | 甘肃瓜州安北第四风电场C区 | Gansu Guazhou Anbei 4 Area C wind farm | -- | 风电 | Onshore | 201 | operating | 2015 |  | Guodian Power Guazhou Windpower | 40.7933 | 96.1881 | L100000903582 | G100000904416 | https://www.gem.wiki/Gansu_Guazhou_Anbei_4_Area_C_wind_farm | Global Wind Power Tracker - February 2026 |  | 不适用 | 运行参数继承参考Generators_data.csv的风电/光伏设定
1449 | GS | 2 | 甘肃 | Jiuquan | Guazhou | 甘肃瓜州安北第五风电场A区 | Gansu Guazhou Anbei 5 Area A wind farm | -- | 风电 | Onshore | 200 | operating | 2022 |  | China Power Construction Guazhou New Energy | 38.0001 | 102.0001 | L100000903583 | G100000904417 | https://www.gem.wiki/Gansu_Guazhou_Anbei_5_Area_A_wind_farm | Global Wind Power Tracker - February 2026 |  | 不适用 | 运行参数继承参考Generators_data.csv的风电/光伏设定
1450 | GS | 2 | 甘肃 | Jiuquan | Guazhou | 甘肃瓜州安北第五风电场B区 | Gansu Guazhou Anbei 5 Area B wind farm | -- | 风电 | Onshore | 200 | operating | 2023 |  | Guazhou Xinsheng Anbei Windpower | 38.0001 | 102.0001 | L100000903584 | G100000904418 | https://www.gem.wiki/Gansu_Guazhou_Anbei_5_Area_B_wind_farm | Global Wind Power Tracker - February 2026 |  | 不适用 | 运行参数继承参考Generators_data.csv的风电/光伏设定
1451 | GS | 2 | 甘肃 | Jiuquan | Guazhou | 甘肃瓜州安北第五风电场C区 | Gansu Guazhou Anbei 5 Area C wind farm | 1 | 风电 | Onshore | 100 | operating | 2023 |  | Guazhou Taihe Windpower | 38.0001 | 102.0001 | L100000903585 | G100000904419 | https://www.gem.wiki/Gansu_Guazhou_Anbei_5_Area_C_wind_farm | Global Wind Power Tracker - February 2026 |  | 不适用 | 运行参数继承参考Generators_data.csv的风电/光伏设定
1452 | GS | 2 | 甘肃 | Jiuquan | Guazhou | 甘肃瓜州安北第六风电场A区 | Gansu Guazhou Anbei 6 Area A wind farm | -- | 风电 | Onshore | 200 | operating | 2014 | Gansu Electricity Investment Dingxin New Energy CO LTD Anbei Branch [100%] | Gansu Huineng Anbei Windpower | 40.8145 | 96.7096 | L100000903586 | G100000904420 | https://www.gem.wiki/Gansu_Guazhou_Anbei_6_Area_A_wind_farm | Global Wind Power Tracker - February 2026 |  | 不适用 | 运行参数继承参考Generators_data.csv的风电/光伏设定
1453 | GS | 2 | 甘肃 | Jiuquan | Guazhou | 甘肃瓜州安北第六风电场B区 | Gansu Guazhou Anbei 6 Area B wind farm | -- | 风电 | Onshore | 200 | operating | 2022 |  | China Resources Power Windpower (Guazhou) | 38.0001 | 102.0001 | L100000903587 | G100000904421 | https://www.gem.wiki/Gansu_Guazhou_Anbei_6_Area_B_wind_farm | Global Wind Power Tracker - February 2026 |  | 不适用 | 运行参数继承参考Generators_data.csv的风电/光伏设定
1454 | GS | 2 | 甘肃 | Jiuquan | Guazhou | 甘肃安北第六风电场C区 | Gansu Guazhou Anbei 6 Area C wind farm | -- | 风电 | Onshore | 201 | operating | 2014 |  | Gansu State Power Investment Jiuquan #3 Windpower | 40.8126 | 96.6148 | L100000903588 | G100000904422 | https://www.gem.wiki/Gansu_Guazhou_Anbei_6_Area_C_wind_farm | Global Wind Power Tracker - February 2026 |  | 不适用 | 运行参数继承参考Generators_data.csv的风电/光伏设定
1455 | GS | 2 | 甘肃 | Jiuquan | Guazhou | 甘肃安西大梁风电场特许权项目 | Gansu Guazhou Anxi Daliang wind farm | 1 | 风电 | Onshore | 50 | operating | 2008 |  | Gansu China Guangdong Nuclear Windpower | 40.6829 | 95.6119 | L100000903589 | G100000904423 | https://www.gem.wiki/Gansu_Guazhou_Anxi_Daliang_wind_farm | Global Wind Power Tracker - February 2026 |  | 不适用 | 运行参数继承参考Generators_data.csv的风电/光伏设定
1456 | GS | 2 | 甘肃 | Jiuquan | Guazhou | 甘肃安西大梁二期大梁西风电场 | Gansu Guazhou Anxi Daliang wind farm | 2 | 风电 | Onshore | 50 | operating | 2009 |  | Gansu China Guangdong Nuclear Windpower | 40.7153 | 95.6103 | L100000903589 | G100000904424 | https://www.gem.wiki/Gansu_Guazhou_Anxi_Daliang_wind_farm | Global Wind Power Tracker - February 2026 |  | 不适用 | 运行参数继承参考Generators_data.csv的风电/光伏设定
1457 | GS | 2 | 甘肃 | Jiuquan | Guazhou | 甘肃瓜州安西向阳风电场 | Gansu Guazhou Anxi Xiangyang wind farm | 1 | 风电 | Onshore | 50 | operating | 2010 |  | Gansu Xin'an Windpower | 40.6398 | 95.6261 | L100000903590 | G100000904425 | https://www.gem.wiki/Gansu_Guazhou_Anxi_Xiangyang_wind_farm | Global Wind Power Tracker - February 2026 |  | 不适用 | 运行参数继承参考Generators_data.csv的风电/光伏设定
1458 | GS | 2 | 甘肃 | Jiuquan | Guazhou | 甘肃瓜州安西向阳风电场二期 | Gansu Guazhou Anxi Xiangyang wind farm | 2 | 风电 | Onshore | 50 | operating | 2009 |  | Gansu Xin'an Windpower | 40.6381 | 95.6564 | L100000903590 | G100000904426 | https://www.gem.wiki/Gansu_Guazhou_Anxi_Xiangyang_wind_farm | Global Wind Power Tracker - February 2026 |  | 不适用 | 运行参数继承参考Generators_data.csv的风电/光伏设定
1459 | GS | 2 | 甘肃 | Jiuquan | Guazhou | 甘肃瓜州宝丰风能开发有限公司175万千瓦风力发电项目, 甘肃瓜州宝丰风能开发有限公司175万千瓦风力发电项目 | Gansu Guazhou Baofeng wind farm | -- | 风电 | Onshore | 1750 | operating | 2024 | Gansu Guyazhou Baofeng Wind Energy Development Co Ltd |  | 40.997 | 95.563 | L100001000553 | G100001000856 | https://www.gem.wiki/Gansu_Guazhou_Baofeng_wind_farm | Global Wind Power Tracker - February 2026 |  | 不适用 | 运行参数继承参考Generators_data.csv的风电/光伏设定
1460 | GS | 2 | 甘肃 | Jiuquan | Guazhou | 中电新能源瓜州北大桥 70MW 风力发电项目 | Gansu Guazhou Beidaqiao (State Power Investment) wind farm | -- | 风电 | Onshore | 70 | operating | 2024 | China Power International New Energy Holding Ltd [27%]; China Power International Development Co Ltd [73%] | Gansu Jiuquan Qiaobei New Energy Development; Gansu Zhongdian Jiuquan Third Wind Power | 40.8356 | 96.3062 | L100000919113 | G100000923553 | https://www.gem.wiki/Gansu_Guazhou_Beidaqiao_(State_Power_Investment)_wind_farm | Global Wind Power Tracker - February 2026 |  | 不适用 | 运行参数继承参考Generators_data.csv的风电/光伏设定
1461 | GS | 2 | 甘肃 | Jiuquan | Guazhou | 甘肃瓜州北大桥第一风电场 | Gansu Guazhou Beidaqiao 1 wind farm | -- | 风电 | Onshore | 201 | operating | 2011 |  | Sinohydro Consulting Group Jiuquan Windpower | 40.6025 | 95.8037 | L100000903591 | G100000904427 | https://www.gem.wiki/Gansu_Guazhou_Beidaqiao_1_wind_farm | Global Wind Power Tracker - February 2026 |  | 不适用 | 运行参数继承参考Generators_data.csv的风电/光伏设定
1462 | GS | 2 | 甘肃 | Jiuquan | Guazhou | 甘肃瓜州北大桥第二风电场 | Gansu Guazhou Beidaqiao 2 wind farm | -- | 风电 | Onshore | 201 | operating | 2011 |  | State Development Investment Corporation Jiuquan Number 2 Windpower | 40.709 | 96.209 | L100000903592 | G100000904428 | https://www.gem.wiki/Gansu_Guazhou_Beidaqiao_2_wind_farm | Global Wind Power Tracker - February 2026 |  | 不适用 | 运行参数继承参考Generators_data.csv的风电/光伏设定
1463 | GS | 2 | 甘肃 | Jiuquan | Guazhou | 甘肃瓜州北大桥风电场 (龙源) | Gansu Guazhou Beidaqiao 3 wind farm | -- | 风电 | Onshore | 201 | operating | 2011 |  | Longyuan Jiuquan Windpower | 40.709 | 96.2805 | L100000903593 | G100000904429 | https://www.gem.wiki/Gansu_Guazhou_Beidaqiao_3_wind_farm | Global Wind Power Tracker - February 2026 |  | 不适用 | 运行参数继承参考Generators_data.csv的风电/光伏设定
1464 | GS | 2 | 甘肃 | Jiuquan | Guazhou | 甘肃瓜州北大桥第四风电场 | Gansu Guazhou Beidaqiao 4 wind farm | -- | 风电 | Onshore | 201 | operating | 2011 |  | Gansu Jiuquan Huineng Windpower Development | 40.7336 | 95.7512 | L100000903594 | G100000904430 | https://www.gem.wiki/Gansu_Guazhou_Beidaqiao_4_wind_farm | Global Wind Power Tracker - February 2026 |  | 不适用 | 运行参数继承参考Generators_data.csv的风电/光伏设定
1465 | GS | 2 | 甘肃 | Jiuquan | Guazhou | 甘肃瓜州北大桥第五风电场 | Gansu Guazhou Beidaqiao 5 wind farm | -- | 风电 | Onshore | 201 | operating | 2011 |  | Gansu China Power Investment Group Jiuquan Number 3 Windpower | 40.6556 | 95.7611 | L100000903595 | G100000904431 | https://www.gem.wiki/Gansu_Guazhou_Beidaqiao_5_wind_farm | Global Wind Power Tracker - February 2026 |  | 不适用 | 运行参数继承参考Generators_data.csv的风电/光伏设定
1466 | GS | 2 | 甘肃 | Jiuquan | Guazhou | 甘肃瓜州北大桥第六风电场C区 | Gansu Guazhou Beidaqiao 6 Area C wind farm | 1 | 风电 | Onshore | 100 | operating | 2021 |  | Datang Guazhou New Energy | 38.0001 | 102.0001 | L100000903597 | G100000904433 | https://www.gem.wiki/Gansu_Guazhou_Beidaqiao_6_Area_C_wind_farm | Global Wind Power Tracker - February 2026 |  | 不适用 | 运行参数继承参考Generators_data.csv的风电/光伏设定
1467 | GS | 2 | 甘肃 | Jiuquan | Guazhou | 瓜州桥六C区二期100MW风电项目 | Gansu Guazhou Beidaqiao 6 Area C wind farm | 2 | 风电 | Onshore | 100 | operating | 2022 | China Datang Corporation New Energy Co Ltd [100%] | Datang Guazhou New Energy | 40.5414 | 95.8101 | L100000903597 | G100000921522 | https://www.gem.wiki/Gansu_Guazhou_Beidaqiao_6_Area_C_wind_farm | Global Wind Power Tracker - February 2026 |  | 不适用 | 运行参数继承参考Generators_data.csv的风电/光伏设定
1468 | GS | 2 | 甘肃 | Jiuquan | Guazhou | 甘肃瓜州北大桥第六风电场AB区 | Gansu Guazhou Beidaqiao 6 Areas A And B wind farm | -- | 风电 | Onshore | 402 | operating | 2015 |  | Datang Guazhou New Energy | 38.0001 | 102.0001 | L100000903596 | G100000904432 | https://www.gem.wiki/Gansu_Guazhou_Beidaqiao_6_Areas_A_And_B_wind_farm | Global Wind Power Tracker - February 2026 |  | 不适用 | 运行参数继承参考Generators_data.csv的风电/光伏设定
1469 | GS | 2 | 甘肃 | Jiuquan | Guazhou |  | Gansu Guazhou Beidaqiao Baiyang wind farm | -- | 风电 | Onshore | 100 | operating | 2025 |  |  | 40.639 | 95.813 | L100001054204 | G100001062038 | https://www.gem.wiki/Gansu_Guazhou_Beidaqiao_Baiyang_wind_farm | Global Wind Power Tracker - February 2026 |  | 不适用 | 运行参数继承参考Generators_data.csv的风电/光伏设定
1470 | GS | 2 | 甘肃 | Jiuquan | Guazhou | 甘肃瓜州北大桥东风电场 | Gansu Guazhou Beidaqiao East wind farm | 1 | 风电 | Onshore | 50 | operating | 2011 |  | State Development Investment Corporation Jiuquan Number One Windpower Co. | 40.5889 | 95.8575 | L100000903599 | G100000904435 | https://www.gem.wiki/Gansu_Guazhou_Beidaqiao_East_wind_farm | Global Wind Power Tracker - February 2026 |  | 不适用 | 运行参数继承参考Generators_data.csv的风电/光伏设定
1471 | GS | 2 | 甘肃 | Jiuquan | Guazhou | 甘肃瓜州北大桥东二期风电场 | Gansu Guazhou Beidaqiao East wind farm | 2 | 风电 | Onshore | 50 | operating | 2011 |  | State Development Investment Corporation Jiuquan Number One Windpower Co. | 40.5889 | 95.8856 | L100000903599 | G100000904436 | https://www.gem.wiki/Gansu_Guazhou_Beidaqiao_East_wind_farm | Global Wind Power Tracker - February 2026 |  | 不适用 | 运行参数继承参考Generators_data.csv的风电/光伏设定
1472 | GS | 2 | 甘肃 | Jiuquan | Guazhou | 甘肃瓜州风北大桥第八风电场A区 | Gansu Guazhou Beidaqiao Number 8 Area A wind farm | -- | 风电 | Onshore | 200 | operating | 2014 |  | China Guangdong Nuclear Gansu Guazhou #2 Windpower | 40.7227 | 96.0352 | L100000903598 | G100000904434 | https://www.gem.wiki/Gansu_Guazhou_Beidaqiao_Number_8_Area_A_wind_farm | Global Wind Power Tracker - February 2026 |  | 不适用 | 运行参数继承参考Generators_data.csv的风电/光伏设定
1473 | GS | 2 | 甘肃 | Jiuquan | Guazhou | 瓜州北大桥第七风电场AB区400MW工程 | Gansu Guazhou Beidaqio 7 wind farm | A area | 风电 | Onshore | 200 | operating |  |  | State Development Investment Gansu New Energy | 40.891 | 95.993 | L100000919114 | G100000923554 | https://www.gem.wiki/Gansu_Guazhou_Beidaqio_7_wind_farm | Global Wind Power Tracker - February 2026 |  | 不适用 | 运行参数继承参考Generators_data.csv的风电/光伏设定
1474 | GS | 2 | 甘肃 | Jiuquan | Guazhou | 瓜州北大桥第七风电场AB区400MW工程 | Gansu Guazhou Beidaqio 7 wind farm | B area | 风电 | Onshore | 200 | operating | 2022 |  | State Development Investment Gansu New Energy | 40.891 | 95.993 | L100000919114 | G100000923555 | https://www.gem.wiki/Gansu_Guazhou_Beidaqio_7_wind_farm | Global Wind Power Tracker - February 2026 |  | 不适用 | 运行参数继承参考Generators_data.csv的风电/光伏设定
1475 | GS | 2 | 甘肃 | Jiuquan | Guazhou | 甘肃瓜州干河口北示范风电场 | Gansu Guazhou Ganhekou North Demonstration wind farm | -- | 风电 | Onshore | 48 | operating | 2014 |  | Gansu Xinquan Windpower | 40.7332 | 95.2453 | L100000903608 | G100000904445 | https://www.gem.wiki/Gansu_Guazhou_Ganhekou_North_Demonstration_wind_farm | Global Wind Power Tracker - February 2026 |  | 不适用 | 运行参数继承参考Generators_data.csv的风电/光伏设定
1476 | GS | 2 | 甘肃 | Jiuquan | Guazhou | 甘肃瓜州干河口第一 风电场 | Gansu Guazhou Ganhekou Number 1 wind farm | -- | 风电 | Onshore | 200 | operating | 2011 |  | Gansu China Guangdong Nuclear Yongsheng Windpower | 40.705 | 95.5375 | L100000903600 | G100000904437 | https://www.gem.wiki/Gansu_Guazhou_Ganhekou_Number_1_wind_farm | Global Wind Power Tracker - February 2026 |  | 不适用 | 运行参数继承参考Generators_data.csv的风电/光伏设定
1477 | GS | 2 | 甘肃 | Jiuquan | Guazhou | 甘肃瓜州干河口第二风电场 | Gansu Guazhou Ganhekou Number 2 wind farm | -- | 风电 | Onshore | 200 | operating | 2011 |  | Huaneng Jiuquan Windpower | 40.7101 | 95.4625 | L100000903601 | G100000904438 | https://www.gem.wiki/Gansu_Guazhou_Ganhekou_Number_2_wind_farm | Global Wind Power Tracker - February 2026 |  | 不适用 | 运行参数继承参考Generators_data.csv的风电/光伏设定
1478 | GS | 2 | 甘肃 | Jiuquan | Guazhou | 甘肃瓜州干河口第三风电场 | Gansu Guazhou Ganhekou Number 3 wind farm | -- | 风电 | Onshore | 201 | operating | 2011 |  | Gansu Xinquan Windpower | 40.7119 | 95.3875 | L100000903602 | G100000904439 | https://www.gem.wiki/Gansu_Guazhou_Ganhekou_Number_3_wind_farm | Global Wind Power Tracker - February 2026 |  | 不适用 | 运行参数继承参考Generators_data.csv的风电/光伏设定
1479 | GS | 2 | 甘肃 | Jiuquan | Guazhou | 甘肃瓜州干河口第四风电场 | Gansu Guazhou Ganhekou Number 4 wind farm | -- | 风电 | Onshore | 200 | operating | 2011 |  | Sinohydro Construction Group Guazhou Windpower | 40.7501 | 95.3417 | L100000903603 | G100000904440 | https://www.gem.wiki/Gansu_Guazhou_Ganhekou_Number_4_wind_farm | Global Wind Power Tracker - February 2026 |  | 不适用 | 运行参数继承参考Generators_data.csv的风电/光伏设定
1480 | GS | 2 | 甘肃 | Jiuquan | Guazhou | 甘肃瓜州干河口第五风电场 | Gansu Guazhou Ganhekou Number 5 wind farm | -- | 风电 | Onshore | 201 | operating | 2011 |  | Gansu Construction and Investment Dingxin Windpower | 40.6689 | 95.5667 | L100000903604 | G100000904441 | https://www.gem.wiki/Gansu_Guazhou_Ganhekou_Number_5_wind_farm | Global Wind Power Tracker - February 2026 |  | 不适用 | 运行参数继承参考Generators_data.csv的风电/光伏设定
1481 | GS | 2 | 甘肃 | Jiuquan | Guazhou | 甘肃鑫汇风电公司酒泉瓜州干河口第六风电场201MW发电工程 | Gansu Guazhou Ganhekou Number 6 wind farm | -- | 风电 | Onshore | 201 | operating | 2011 |  | Gansu Xinhui Windpower Development | 40.6357 | 95.4625 | L100000903605 | G100000904442 | https://www.gem.wiki/Gansu_Guazhou_Ganhekou_Number_6_wind_farm | Global Wind Power Tracker - February 2026 |  | 不适用 | 运行参数继承参考Generators_data.csv的风电/光伏设定
1482 | GS | 2 | 甘肃 | Jiuquan | Guazhou | 甘肃瓜州干河口第七风电场 | Gansu Guazhou Ganhekou Number 7 wind farm | -- | 风电 | Onshore | 201 | operating | 2010 |  | Gansu Huadian Guazhou Windpower | 40.6376 | 95.3875 | L100000903606 | G100000904443 | https://www.gem.wiki/Gansu_Guazhou_Ganhekou_Number_7_wind_farm | Global Wind Power Tracker - February 2026 |  | 不适用 | 运行参数继承参考Generators_data.csv的风电/光伏设定
1483 | GS | 2 | 甘肃 | Jiuquan | Guazhou | 甘肃瓜州协合风电公司酒泉干河口第八风电场201MW发电工程 | Gansu Guazhou Ganhekou Number 8 wind farm | -- | 风电 | Onshore | 201 | operating | 2011 |  | Gansu Guazhou Xiehe Windpower Co.Ltd. | 40.6396 | 95.3125 | L100000903607 | G100000904444 | https://www.gem.wiki/Gansu_Guazhou_Ganhekou_Number_8_wind_farm | Global Wind Power Tracker - February 2026 |  | 不适用 | 运行参数继承参考Generators_data.csv的风电/光伏设定
1484 | GS | 2 | 甘肃 | Jiuquan | Guazhou | 甘肃瓜州干河口南示范风电场 | Gansu Guazhou Ganhekou South Demonstration wind farm | -- | 风电 | Onshore | 48 | operating | 2014 |  | Gansu Xinquan Windpower | 40.6969 | 95.2453 | L100000903609 | G100000904446 | https://www.gem.wiki/Gansu_Guazhou_Ganhekou_South_Demonstration_wind_farm | Global Wind Power Tracker - February 2026 |  | 不适用 | 运行参数继承参考Generators_data.csv的风电/光伏设定
1485 | GS | 2 | 甘肃 | Jiuquan | Guazhou | 甘肃瓜州柳园二期风电场 | Gansu Guazhou Liuyuan wind farm | 2 | 风电 | Onshore | 50 | operating | 2016 |  | Guazhou County Fengrun Windpower | 40.9312 | 95.5676 | L100000903610 | G100000904447 | https://www.gem.wiki/Gansu_Guazhou_Liuyuan_wind_farm | Global Wind Power Tracker - February 2026 |  | 不适用 | 运行参数继承参考Generators_data.csv的风电/光伏设定
1486 | GS | 2 | 甘肃 | Jiuquan | Guazhou | 甘肃瓜州自主化示范风电场 | Gansu Guazhou Localization Demonstration wind farm | -- | 风电 | Onshore | 300 | operating | 2010 |  | Gansu Longyuan Windpower | 38.0001 | 102.0001 | L100000903571 | G100000904404 | https://www.gem.wiki/Gansu_Guazhou_Localization_Demonstration_wind_farm | Global Wind Power Tracker - February 2026 |  | 不适用 | 运行参数继承参考Generators_data.csv的风电/光伏设定
1487 | GS | 2 | 甘肃 | Jiuquan | Guazhou | 皓达瓜州8万千瓦新风机试验场 | Gansu Guazhou New Wind Turbine Testing farm | -- | 风电 | Onshore | 80 | operating |  | Guazhou Haoda Wind Power Co Ltd |  | 40.812 | 95.235 | L100001020254 | G100001023042 | https://www.gem.wiki/Gansu_Guazhou_New_Wind_Turbine_Testing_farm | Global Wind Power Tracker - February 2026 |  | 不适用 | 运行参数继承参考Generators_data.csv的风电/光伏设定
1488 | GS | 2 | 甘肃 | Jiuquan | Guazhou | 甘肃泉瓜州桥湾第一风电场 | Gansu Guazhou Qiaowan Number 1 wind farm | -- | 风电 | Onshore | 201 | operating | 2011 |  | Huarun Windpower (Guazhou) | 40.6146 | 96.7967 | L100000903611 | G100000904448 | https://www.gem.wiki/Gansu_Guazhou_Qiaowan_Number_1_wind_farm | Global Wind Power Tracker - February 2026 |  | 不适用 | 运行参数继承参考Generators_data.csv的风电/光伏设定
1489 | GS | 2 | 甘肃 | Jiuquan | Guazhou | 甘肃瓜州桥湾第二风电场 | Gansu Guazhou Qiaowan Number 2 wind farm | -- | 风电 | Onshore | 202 | operating | 2012 |  | Huaneng Jiuquan Windpower | 40.6146 | 96.8732 | L100000903612 | G100000904449 | https://www.gem.wiki/Gansu_Guazhou_Qiaowan_Number_2_wind_farm | Global Wind Power Tracker - February 2026 |  | 不适用 | 运行参数继承参考Generators_data.csv的风电/光伏设定
1490 | GS | 2 | 甘肃 | Jiuquan | Guazhou | 甘肃玉门瓜州桥湾第三风电场北 | Gansu Guazhou Qiaowan Number 3 North wind farm | -- | 风电 | Onshore | 100 | operating | 2011 |  | Huaneng Jiuquan Windpower | 40.6306 | 96.9498 | L100000903613 | G100000904450 | https://www.gem.wiki/Gansu_Guazhou_Qiaowan_Number_3_North_wind_farm | Global Wind Power Tracker - February 2026 |  | 不适用 | 运行参数继承参考Generators_data.csv的风电/光伏设定
1491 | GS | 2 | 甘肃 | Jiuquan | Guazhou | 三峡恒基能脉瓜州70万千瓦“光热储能+”项目 | Gansu Guazhou Solar Thermal/Photovoltaic/Wind complex wind farm | Component of Jiuquan "Solar Thermal Plus" national wind/solar base | 风电 | Onshore | 400 | operating | 2023 | Beijing Nengmo Weiye New Energy Technology Co Ltd [51%]; China Three Gorges New Energy Co Ltd [49%] | Three Gorges Hengji Nengmo (Jiuquan) New Energy | 41.551 | 95.249 | L100000919115 | G100000923556 | https://www.gem.wiki/Gansu_Guazhou_Solar_Thermal/Photovoltaic/Wind_complex_wind_farm | Global Wind Power Tracker - February 2026 |  | 不适用 | 运行参数继承参考Generators_data.csv的风电/光伏设定
1492 | GS | 2 | 甘肃 | Wuwei | Gulang | 古浪县5万千瓦风电项目（三） | Gansu Gulang (CECEP) wind farm | -- | 风电 | Onshore | 50 | operating | 2025 | CECEP Wind-Power Corp [100%] | Gansu China Energy Conservation (Wuwei) Windpower | 37.2236 | 103.5428 | L100000917353 | G100000921523 | https://www.gem.wiki/Gansu_Gulang_(CECEP)_wind_farm | Global Wind Power Tracker - February 2026 |  | 不适用 | 运行参数继承参考Generators_data.csv的风电/光伏设定
1493 | GS | 2 | 甘肃 | Wuwei | Gulang | 古浪县5万千瓦风电项目（二） | Gansu Gulang (Zhejiang Windey) wind farm | -- | 风电 | Onshore | 50 | operating | 2025 | unknown [60%]; Zhejiang Machinery and Electrical Group Co Ltd [40%] | Zhejiang Windey | 37.4701 | 102.8944 | L100000917355 | G100000921525 | https://www.gem.wiki/Gansu_Gulang_(Zhejiang_Windey)_wind_farm | Global Wind Power Tracker - February 2026 |  | 不适用 | 运行参数继承参考Generators_data.csv的风电/光伏设定
1494 | GS | 2 | 甘肃 | Qingyang | Huachi | 华能华池南梁20.6MW分散式风电 | Gansu Huachi Nanliang Distributed wind farm | -- | 风电 | Onshore | 20.6 | operating | 2022 | Huaneng Longdong Energy Co Ltd |  | 36.3932 | 108.3431 | L100001003199 | G100001003665 | https://www.gem.wiki/Gansu_Huachi_Nanliang_Distributed_wind_farm | Global Wind Power Tracker - February 2026 |  | 不适用 | 运行参数继承参考Generators_data.csv的风电/光伏设定
1495 | GS | 2 | 甘肃 | Baiyin | Huachi | 华能华池紫坊畔39.6MW分散式风电 | Gansu Huachi Zifangpan Distributed wind farm | -- | 风电 | Onshore | 39.6 | operating | 2022 | Huaneng Longdong Energy Co Ltd |  | 36.5477 | 108.1958 | L100001003200 | G100001003667 | https://www.gem.wiki/Gansu_Huachi_Zifangpan_Distributed_wind_farm | Global Wind Power Tracker - February 2026 |  | 不适用 | 运行参数继承参考Generators_data.csv的风电/光伏设定
1496 | GS | 2 | 甘肃 | Qingyang | Huan | 甘肃环县毛井风电场 | Gansu Huanxian Maojing wind farm | -- | 风电 | Onshore | 400 | operating | 2015 |  | Gansu Huadian Huanxian Windpower | 36.509 | 106.5757 | L100000903653 | G100000904493 | https://www.gem.wiki/Gansu_Huanxian_Maojing_wind_farm | Global Wind Power Tracker - February 2026 |  | 不适用 | 运行参数继承参考Generators_data.csv的风电/光伏设定
1497 | GS | 2 | 甘肃 | Qingyang | Huan | 甘肃环县南湫风电场一期 | Gansu Huanxian Nanqiu wind farm | 1 | 风电 | Onshore | 50 | operating | 2012 |  | Gansu Huadian Huanxian Windpower | 36.9167 | 111.6306 | L100000903654 | G100000904494 | https://www.gem.wiki/Gansu_Huanxian_Nanqiu_wind_farm | Global Wind Power Tracker - February 2026 |  | 不适用 | 运行参数继承参考Generators_data.csv的风电/光伏设定
1498 | GS | 2 | 甘肃 | Qingyang | Huan | 甘肃环县南湫风电场二期 | Gansu Huanxian Nanqiu wind farm | 2 | 风电 | Onshore | 50 | operating | 2013 |  | Gansu Huadian Huanxian Windpower | 36.9408 | 106.6656 | L100000903654 | G100000904495 | https://www.gem.wiki/Gansu_Huanxian_Nanqiu_wind_farm | Global Wind Power Tracker - February 2026 |  | 不适用 | 运行参数继承参考Generators_data.csv的风电/光伏设定
1499 | GS | 2 | 甘肃 | Qingyang | Huan | 甘肃环县南湫风电场三期 | Gansu Huanxian Nanqiu wind farm | 3 | 风电 | Onshore | 50 | operating | 2014 |  | Gansu Huadian Huanxian Windpower | 36.925 | 106.6083 | L100000903654 | G100000904496 | https://www.gem.wiki/Gansu_Huanxian_Nanqiu_wind_farm | Global Wind Power Tracker - February 2026 |  | 不适用 | 运行参数继承参考Generators_data.csv的风电/光伏设定
1500 | GS | 2 | 甘肃 | Qingyang | Huan | 甘肃环县南湫风电场四期 | Gansu Huanxian Nanqiu wind farm | 4 | 风电 | Onshore | 50 | operating | 2016 |  | Gansu Huadian Huanxian Windpower | 36.925 | 106.7083 | L100000903654 | G100000904497 | https://www.gem.wiki/Gansu_Huanxian_Nanqiu_wind_farm | Global Wind Power Tracker - February 2026 |  | 不适用 | 运行参数继承参考Generators_data.csv的风电/光伏设定
1501 | GS | 2 | 甘肃 | Qingyang | Huan | 华润新能源（环县）风能有限公司环县甜水堡5万千瓦风电项目 | Gansu Huanxian Tianshuibao wind farm | -- | 风电 | Onshore | 50 | operating | 2015 | China Resources Power New Energy Investment Limited [100%] | China Resources New Energy (Huanxian) Wind Energy | 37.0687 | 106.6553 | L100000904738 | G100000905828 | https://www.gem.wiki/Gansu_Huanxian_Tianshuibao_wind_farm | Global Wind Power Tracker - February 2026 |  | 不适用 | 运行参数继承参考Generators_data.csv的风电/光伏设定
1502 | GS | 2 | 甘肃 | Baiyin | Huining | 会宁之恒20MW分散式风电场 | Gansu Huining (Zhiheng) Distributed wind farm | -- | 风电 | Onshore | 20 | operating | 2022 | Shanghai Zhiheng New Energy Co Ltd |  | 35.723 | 105.048 | L100001001206 | G100001001608 | https://www.gem.wiki/Gansu_Huining_(Zhiheng)_Distributed_wind_farm | Global Wind Power Tracker - February 2026 |  | 不适用 | 运行参数继承参考Generators_data.csv的风电/光伏设定
1503 | GS | 2 | 甘肃 | Baiyin | Huining | 会宁丁家沟49.5兆瓦风电场 | Gansu Huining Dingjiagou wind farm | -- | 风电 | Onshore | 50 | operating | 2015 | Qinghai Huanghe Hydropower Development Co Ltd [100%] | Gansu China Power Investment New Energy Power Generation | 35.5255 | 104.9991 | L100000904739 | G100000905829 | https://www.gem.wiki/Gansu_Huining_Dingjiagou_wind_farm | Global Wind Power Tracker - February 2026 |  | 不适用 | 运行参数继承参考Generators_data.csv的风电/光伏设定
1504 | GS | 2 | 甘肃 | Jinchang | Jinchuan District | 甘肃金昌潮水山100MW风电场项目 | Gansu Jinchang Chaoshuishan wind farm | -- | 风电 | Onshore | 100 | operating | 2022 | Jinchang Changyuan Wind Power Generation Co Ltd [100%] | Jinchang Jieyuan Wind Power Generation | 38.5255 | 102.199 | L100000917359 | G100000921529 | https://www.gem.wiki/Gansu_Jinchang_Chaoshuishan_wind_farm | Global Wind Power Tracker - February 2026 |  | 不适用 | 运行参数继承参考Generators_data.csv的风电/光伏设定
1505 | GS | 2 | 甘肃 | Jinchang | Jinchuan District | 甘肃金昌西滩风电场 | Gansu Jinchang Xitan wind farm | -- | 风电 | Onshore | 50 | operating | 2013 |  | Three Gorges New Energy Jinchang Windpower | 38.7892 | 102.2125 | L100000903569 | G100000904401 | https://www.gem.wiki/Gansu_Jinchang_Xitan_wind_farm | Global Wind Power Tracker - February 2026 |  | 不适用 | 运行参数继承参考Generators_data.csv的风电/光伏设定
1506 | GS | 2 | 甘肃 | Jinchang | Jinchuan District | 三峡新能源金昌风电有限公司金川区红山梁49.5兆瓦风电场项目 | Gansu Jinchuan Hongshanliang wind farm | -- | 风电 | Onshore | 50 | operating | 2015 | China Three Gorges Renewables (Group) Co Ltd [100%] | Three Gorges New Energy Jinchang Wind Power | 38.6869 | 102.2615 | L100000904742 | G100000905832 | https://www.gem.wiki/Gansu_Jinchuan_Hongshanliang_wind_farm | Global Wind Power Tracker - February 2026 |  | 不适用 | 运行参数继承参考Generators_data.csv的风电/光伏设定
1507 | GS | 2 | 甘肃 | Jinchang | Jinchuan District | 三峡新能源金昌风电有限公司金川区红崖山49.5兆瓦风电场项目 | Gansu Jinchuan Hongyashan wind farm | -- | 风电 | Onshore | 50 | operating | 2015 | China Three Gorges Renewables (Group) Co Ltd [100%] | Three Gorges New Energy Jinchang Wind Power | 38.6869 | 102.2615 | L100000904743 | G100000905833 | https://www.gem.wiki/Gansu_Jinchuan_Hongyashan_wind_farm | Global Wind Power Tracker - February 2026 |  | 不适用 | 运行参数继承参考Generators_data.csv的风电/光伏设定
1508 | GS | 2 | 甘肃 | Jinchang | Jinchuan District | 三峡新能源金昌风电金川马岗风电场49.5MW发电工程 | Gansu Jinchuan Magang wind farm | -- | 风电 | Onshore | 50 | operating | 2014 | China Three Gorges Renewables (Group) Co Ltd [100%] | Three Gorges New Energy Jinchang Wind Power | 38.7718 | 102.2391 | L100000904732 | G100000905822 | https://www.gem.wiki/Gansu_Jinchuan_Magang_wind_farm | Global Wind Power Tracker - February 2026 |  | 不适用 | 运行参数继承参考Generators_data.csv的风电/光伏设定
1509 | GS | 2 | 甘肃 | Jinchang | Jinchuan District | 肃金昌洁源双湾风电场 | Gansu Jinchuan Shuangwan wind farm | -- | 风电 | Onshore | 100 | operating | 2022 |  |  | 38.662 | 102.2932 | L100001003217 | G100001003686 | https://www.gem.wiki/Gansu_Jinchuan_Shuangwan_wind_farm | Global Wind Power Tracker - February 2026 |  | 不适用 | 运行参数继承参考Generators_data.csv的风电/光伏设定
1510 | GS | 2 | 甘肃 | Baiyin | Jingtai | 山东绿色能源景泰A区下滩400MW风电场 | Gansu Jingtai (Shandong Development) Power Export wind farms | Area A Xiatan | 风电 | Onshore | 400 | operating | 2024 |  |  | 36.901 | 104.051 | L100000919118 | G100001001541 | https://www.gem.wiki/Gansu_Jingtai_(Shandong_Development)_Power_Export_wind_farms | Global Wind Power Tracker - February 2026 |  | 不适用 | 运行参数继承参考Generators_data.csv的风电/光伏设定
1511 | GS | 2 | 甘肃 | Baiyin | Jingtai | 山东能源“陇电入鲁”配套白银新能源基地景泰岗东梁西200MW风电场项, 山东能源“陇电入鲁”配套白银新能源基地景泰红山100MW风电场项目 | Gansu Jingtai (Shandong Energy) Power Export wind farms | Gangdongliang West | 风电 | Onshore | 200 | operating | 2025 |  |  | 37.261 | 104.278 | L100001001119 | G100001050780 | https://www.gem.wiki/Gansu_Jingtai_(Shandong_Energy)_Power_Export_wind_farm | Global Wind Power Tracker - February 2026 |  | 不适用 | 运行参数继承参考Generators_data.csv的风电/光伏设定
1512 | GS | 2 | 甘肃 | Baiyin | Jingtai | 山东能源“陇电入鲁”配套白银新能源基地景泰红山100MW风电场项目, 山东能源“陇电入鲁”配套白银新能源基地景泰红山100MW风电场项目 | Gansu Jingtai (Shandong Energy) Power Export wind farms | Hongshan | 风电 | Onshore | 100 | operating | 2025 | Jingtai Shenglu New Energy Co Ltd |  | 37.4207 | 103.906 | L100001001119 | G100001001515 | https://www.gem.wiki/Gansu_Jingtai_(Shandong_Energy)_Power_Export_wind_farm | Global Wind Power Tracker - February 2026 |  | 不适用 | 运行参数继承参考Generators_data.csv的风电/光伏设定
1513 | GS | 2 | 甘肃 | Baiyin | Jingtai |  | Gansu Jingtai (Zhejiang Energy) wind farm | -- | 风电 | Onshore | 100 | operating | 2025 | Zhejiang Energy Jingtai New Energy Co Ltd |  | 37.469 | 103.906 | L100001044903 | G100001050446 | https://www.gem.wiki/Gansu_Jingtai_(Zhejiang_Energy)_wind_farm | Global Wind Power Tracker - February 2026 |  | 不适用 | 运行参数继承参考Generators_data.csv的风电/光伏设定
1514 | GS | 2 | 甘肃 | Baiyin | Jingtai | 甘肃中电投新能源白银景泰红山风电场工程49.5MW发电工程 | Gansu Jingtai Hongshan wind farm | -- | 风电 | Onshore | 50 | operating | 2013 | Qinghai Huanghe Hydropower Development Co Ltd [100%] | Gansu China Power Investment New Energy Power Generation | 37.175 | 104.1333 | L100000904734 | G100000905824 | https://www.gem.wiki/Gansu_Jingtai_Hongshan_wind_farm | Global Wind Power Tracker - February 2026 |  | 不适用 | 运行参数继承参考Generators_data.csv的风电/光伏设定
1515 | GS | 2 | 甘肃 | Baiyin | Jingtai | 甘肃景泰县马昌山风电场一期 | Gansu Jingtai Machangshan wind farm | 1 | 风电 | Onshore | 50 | operating | 2011 |  | Gansu Huadian Jingtai Windpower | 37.0396 | 104.0866 | L100000903552 | G100000904377 | https://www.gem.wiki/Gansu_Jingtai_Machangshan_wind_farm | Global Wind Power Tracker - February 2026 |  | 不适用 | 运行参数继承参考Generators_data.csv的风电/光伏设定
1516 | GS | 2 | 甘肃 | Baiyin | Jingtai | 甘肃景泰马昌山二期风电场 | Gansu Jingtai Machangshan wind farm | 2 | 风电 | Onshore | 50 | operating | 2013 |  | Gansu Huadian Jingtai Windpower | 36.9966 | 104.097 | L100000903552 | G100000904378 | https://www.gem.wiki/Gansu_Jingtai_Machangshan_wind_farm | Global Wind Power Tracker - February 2026 |  | 不适用 | 运行参数继承参考Generators_data.csv的风电/光伏设定
1517 | GS | 2 | 甘肃 | Baiyin | Jingtai | 甘肃景泰乾丰风电场 | Gansu Jingtai Qianfeng wind farm | Original | 风电 | Onshore | 50 | operating | 2012 |  | Datang Jingtai Windpower | 37.0839 | 104.0022 | L100000903553 | G100000904379 | https://www.gem.wiki/Gansu_Jingtai_Qianfeng_wind_farm | Global Wind Power Tracker - February 2026 |  | 不适用 | 运行参数继承参考Generators_data.csv的风电/光伏设定
1518 | GS | 2 | 甘肃 | Baiyin | Jingtai | 甘肃景泰沙塘子风电场 | Gansu Jingtai Shatangzi wind farm | -- | 风电 | Onshore | 50 | operating | 2012 | Datang Gansu Power Generation Co Ltd [100%] |  | 37.0543 | 104.009 | L100000903554 | G100000904380 | https://www.gem.wiki/Gansu_Jingtai_Shatangzi_wind_farm | Global Wind Power Tracker - February 2026 |  | 不适用 | 运行参数继承参考Generators_data.csv的风电/光伏设定
1519 | GS | 2 | 甘肃 | Baiyin | Jingtai | 景泰新能寺滩风电白银寺滩风电场项目49.5MW发电工程 | Gansu Jingtai Sitan wind farm | -- | 风电 | Onshore | 50 | operating | 2015 | State Power Investment Group Shanxi New Energy Co Ltd [80%]; Hadian Windpower Co Ltd [15%]; Baiyin Zhongkai New Energy Development Industrial Co Ltd [5%] | Jingtai Xinneng Sitan Wind Power | 37.134 | 103.8614 | L100000904731 | G100000905821 | https://www.gem.wiki/Gansu_Jingtai_Sitan_wind_farm | Global Wind Power Tracker - February 2026 |  | 不适用 | 运行参数继承参考Generators_data.csv的风电/光伏设定
1520 | GS | 2 | 甘肃 | Baiyin | Jingtai | 景泰环晟寺滩东25兆瓦分散式风电项目 | Gansu Jingtai Sitandong Distributed wind farm | -- | 风电 | Onshore | 25 | operating | 2022 | Baiyin Zhongke Hongtu New Energy Co Ltd [100%] | Jingtai Huansheng New Energy Development | 37.5425 | 103.8887 | L100000917360 | G100000921530 | https://www.gem.wiki/Gansu_Jingtai_Sitandong_Distributed_wind_farm | Global Wind Power Tracker - February 2026 |  | 不适用 | 运行参数继承参考Generators_data.csv的风电/光伏设定
1521 | GS | 2 | 甘肃 | Baiyin | Jingtai | 甘肃景泰兴泉本地化试验风电场 | Gansu Jingtai Xingquan Localization Demonstration wind farm | -- | 风电 | Onshore | 49 | operating | 2012 |  | Datang Jingtai Windpower | 37.1001 | 103.9667 | L100000903556 | G100000904382 | https://www.gem.wiki/Gansu_Jingtai_Xingquan_Localization_Demonstration_wind_farm | Global Wind Power Tracker - February 2026 |  | 不适用 | 运行参数继承参考Generators_data.csv的风电/光伏设定
1522 | GS | 2 | 甘肃 | Baiyin | Jingtai | 甘肃白银景泰兴泉风电场 | Gansu Jingtai Xingquan wind farm | -- | 风电 | Onshore | 45 | operating | 2008 |  | Datang Jingtai Windpower | 37.114 | 103.9584 | L100000903555 | G100000904381 | https://www.gem.wiki/Gansu_Jingtai_Xingquan_wind_farm | Global Wind Power Tracker - February 2026 |  | 不适用 | 运行参数继承参考Generators_data.csv的风电/光伏设定
1523 | GS | 2 | 甘肃 | Baiyin | Jingtai | 甘肃景泰环晟喜泉东25兆瓦分散式风电项目 | Gansu Jingtai Xiquandong Distributed wind farm | -- | 风电 | Onshore | 25 | operating | 2022 | Baiyin Zhongke Hongtu New Energy Co Ltd [100%] | Jingtai Huansheng New Energy Development | 37.5425 | 103.8887 | L100000917361 | G100000921531 | https://www.gem.wiki/Gansu_Jingtai_Xiquandong_Distributed_wind_farm | Global Wind Power Tracker - February 2026 |  | 不适用 | 运行参数继承参考Generators_data.csv的风电/光伏设定
1524 | GS | 2 | 甘肃 | Baiyin | Jingtai | 景泰县永泰5万千瓦风电场项目 | Gansu Jingtai Yongtai wind farm | -- | 风电 | Onshore | 50 | operating | 2015 | Baiyin Zhongkai New Energy Development Industrial Co Ltd [30%]; State Power Investment Group Shanxi New Energy Co Ltd [70%] | Jingtai Xinneng Yongtai Wind Power | 37.1697 | 103.9348 | L100000904740 | G100000905830 | https://www.gem.wiki/Gansu_Jingtai_Yongtai_wind_farm | Global Wind Power Tracker - February 2026 |  | 不适用 | 运行参数继承参考Generators_data.csv的风电/光伏设定
1525 | GS | 2 | 甘肃 | Baiyin | Jingyuan | 甘肃靖远三丰塬风电场 | Gansu Jingyuan Dongsheng Sanfengyuan wind farm | -- | 风电 | Onshore | 50 | operating | 2022 |  | Jingyuan Beijing Energy New Energy | 36.886 | 104.9855 | L100000903557 | G100000904383 | https://www.gem.wiki/Gansu_Jingyuan_Dongsheng_Sanfengyuan_wind_farm | Global Wind Power Tracker - February 2026 |  | 不适用 | 运行参数继承参考Generators_data.csv的风电/光伏设定
1526 | GS | 2 | 甘肃 | Baiyin | Jingyuan | 甘肃靖远小黑山风电场 | Gansu Jingyuan Dongsheng Xiaoheishan wind farm | -- | 风电 | Onshore | 50 | operating | 2022 |  | Jingyuan Beijing Energy New Energy | 36.9659 | 104.9396 | L100000903558 | G100000904384 | https://www.gem.wiki/Gansu_Jingyuan_Dongsheng_Xiaoheishan_wind_farm | Global Wind Power Tracker - February 2026 |  | 不适用 | 运行参数继承参考Generators_data.csv的风电/光伏设定
1527 | GS | 2 | 甘肃 | Baiyin | Jingyuan | 国电靖远滚子川49.5MW平价风电场 | Gansu Jingyuan Gunzichuan wind farm | -- | 风电 | Onshore | 50 | operating | 2022 | Guodian Gansu New Energy Co Ltd |  | 36.95 | 104.9295 | L100001001191 | G100001001592 | https://www.gem.wiki/Gansu_Jingyuan_Gunzichuan_wind_farm | Global Wind Power Tracker - February 2026 |  | 不适用 | 运行参数继承参考Generators_data.csv的风电/光伏设定
1528 | GS | 2 | 甘肃 | Baiyin | Jingyuan | 国电靖远贺寨柯49.5MW平价风电场 | Gansu Jingyuan Hezhaike wind farm | 1 | 风电 | Onshore | 50 | operating |  |  |  | 36.9074 | 104.9113 | L100001001189 | G100001001607 | https://www.gem.wiki/Gansu_Jingyuan_Hezhaike_wind_farm | Global Wind Power Tracker - February 2026 |  | 不适用 | 运行参数继承参考Generators_data.csv的风电/光伏设定
1529 | GS | 2 | 甘肃 | Baiyin | Jingyuan | 甘肃国能贺寨柯二期5万千瓦风电项目 | Gansu Jingyuan Hezhaike wind farm | 2 | 风电 | Onshore | 50 | operating |  | Gansu China Energy Investment Wind Power Generation Co Ltd |  | 36.9074 | 104.9113 | L100001001189 | G100001001590 | https://www.gem.wiki/Gansu_Jingyuan_Hezhaike_wind_farm | Global Wind Power Tracker - February 2026 |  | 不适用 | 运行参数继承参考Generators_data.csv的风电/光伏设定
1530 | GS | 2 | 甘肃 | Baiyin | Jingyuan | 国电靖远路家圈49.5MW平价风电场 | Gansu Jingyuan Lujiaquan Unsubsidized wind farm | -- | 风电 | Onshore | 50 | operating | 2022 | Guodian Gansu New Energy Co Ltd |  | 36.8748 | 105.023 | L100001001190 | G100001001591 | https://www.gem.wiki/Gansu_Jingyuan_Lujiaquan_Unsubsidized_wind_farm | Global Wind Power Tracker - February 2026 |  | 不适用 | 运行参数继承参考Generators_data.csv的风电/光伏设定
1531 | GS | 2 | 甘肃 | Baiyin | Jingyuan | 靖远山发投北滩20万千瓦风电项目, 山东发展投资（靖远）A区40万千瓦风电项目 | Gansu Jingyuan Power Export (Shandong Development) wind farms | A Area Beitan | 风电 | Onshore | 200 | operating | 2025 | Shandong Development Investment Holding Group Co Ltd; State Power Investment Shandong Energy Development Co Ltd | Jingyuan Shandong Development Investment New Energy | 37.0144 | 104.8792 | L100001003195 | G100001004915 | https://www.gem.wiki/Gansu_Jingyuan_Power_Export_(Shandong_Development)_wind_farms | Global Wind Power Tracker - February 2026 |  | 不适用 | 运行参数继承参考Generators_data.csv的风电/光伏设定
1532 | GS | 2 | 甘肃 | Baiyin | Jingyuan | 靖远山发投A区靖安20万千瓦风电项目, 山东发展投资（靖远）A区40万千瓦风电项目 | Gansu Jingyuan Power Export (Shandong Development) wind farms | A area Jing'an | 风电 | Onshore | 200 | operating | 2025 | Jingyuan Shandong Development Investment New Energy |  | 36.8663 | 105.2261 | L100001003195 | G100001003663 | https://www.gem.wiki/Gansu_Jingyuan_Power_Export_(Shandong_Development)_wind_farms | Global Wind Power Tracker - February 2026 |  | 不适用 | 运行参数继承参考Generators_data.csv的风电/光伏设定
1533 | GS | 2 | 甘肃 | Baiyin | Jingyuan | 山东能源陇电入鲁靖远北滩300MW风电项目风项目 | Gansu Jingyuan Power Export Beitan (Shandong Energy) wind farm | -- | 风电 | Onshore | 300 | operating | 2025 | Shandong Energy Group Jingyuan Shenglu New Energy Co Ltd |  | 37.0059 | 104.7925 | L100001045533 | G100001051264 | https://www.gem.wiki/Gansu_Jingyuan_Power_Export_Beitan_(Shandong_Energy)_wind_farm | Global Wind Power Tracker - February 2026 |  | 不适用 | 运行参数继承参考Generators_data.csv的风电/光伏设定
1534 | GS | 2 | 甘肃 | Baiyin | Jingyuan | 甘肃靖远五合贾寨柯风电场一期 | Gansu Jingyuan Wuhe Jiazhaike wind farm | 1 | 风电 | Onshore | 50 | operating | 2015 |  | Gansu Jingyuan Aerospace Windpower | 36.8551 | 105.1043 | L100000903560 | G100000904387 | https://www.gem.wiki/Gansu_Jingyuan_Wuhe_Jiazhaike_wind_farm | Global Wind Power Tracker - February 2026 |  | 不适用 | 运行参数继承参考Generators_data.csv的风电/光伏设定
1535 | GS | 2 | 甘肃 | Baiyin | Jingyuan | 甘肃靖远五合贾寨柯风电场二期 | Gansu Jingyuan Wuhe Jiazhaike wind farm | 2 | 风电 | Onshore | 50 | operating | 2016 | Huadian Fuxin Energy Development Co Ltd. [98%]; Beijing Wanyuan Industrial Co Ltd [2%] | Gansu Jingyuan Aerospace Windpower | 36.8405 | 105.0581 | L100000903560 | G100000904388 | https://www.gem.wiki/Gansu_Jingyuan_Wuhe_Jiazhaike_wind_farm | Global Wind Power Tracker - February 2026 |  | 不适用 | 运行参数继承参考Generators_data.csv的风电/光伏设定
1536 | GS | 2 | 甘肃 | Baiyin | Jingyuan | 甘肃靖远五合风电场一期 | Gansu Jingyuan Wuhe wind farm | 1 | 风电 | Onshore | 50 | operating | 2014 |  | Gansu Jingyuan Aerospace Windpower | 36.8094 | 105.0725 | L100000903559 | G100000904385 | https://www.gem.wiki/Gansu_Jingyuan_Wuhe_wind_farm | Global Wind Power Tracker - February 2026 |  | 不适用 | 运行参数继承参考Generators_data.csv的风电/光伏设定
1537 | GS | 2 | 甘肃 | Baiyin | Jingyuan | 甘肃靖远五合风电场二期 | Gansu Jingyuan Wuhe wind farm | 2 | 风电 | Onshore | 50 | operating | 2016 |  | Gansu Jingyuan Aerospace Windpower | 36.7829 | 105.0599 | L100000903559 | G100000904386 | https://www.gem.wiki/Gansu_Jingyuan_Wuhe_wind_farm | Global Wind Power Tracker - February 2026 |  | 不适用 | 运行参数继承参考Generators_data.csv的风电/光伏设定
1538 | GS | 2 | 甘肃 | Pingliang | Kongtong District | 甘肃崆峒区12.5万千瓦分散式风电项目 | Gansu Kongtong District Distributed wind farm | -- | 风电 | Onshore | 125 | operating | 2021 | Shaanxi Jingjieyuan Energy Technology Co Ltd [100%] | Pingliang Kongtong District Jingjieyuan Energy Technology | 35.5416 | 106.6819 | L100000917362 | G100000921532 | https://www.gem.wiki/Gansu_Kongtong_District_Distributed_wind_farm | Global Wind Power Tracker - February 2026 |  | 不适用 | 运行参数继承参考Generators_data.csv的风电/光伏设定
1539 | GS | 2 | 甘肃 | Pingliang | Kongtong District | 崆峒区峡门风电项目 | Gansu Kongtong Xiamen Green Hydrogen wind farm | 1 | 风电 | Onshore | 50 | operating | 2025 | Anhui Conch Cement Co Ltd [100%] | Anhui Conch New Energy | 35.5425 | 106.6728 | L100000917363 | G100000921533 | https://www.gem.wiki/Gansu_Kongtong_Xiamen_Green_Hydrogen_wind_farm | Global Wind Power Tracker - February 2026 |  | 不适用 | 运行参数继承参考Generators_data.csv的风电/光伏设定
1540 | GS | 2 | 甘肃 | Pingliang | Kongtong District |  | Gansu Kongtong Xiamen Green Hydrogen wind farm | 2 | 风电 | Onshore | 50 | operating | 2025 |  |  | 35.3559 | 106.7884 | L100000917363 | G100001027927 | https://www.gem.wiki/Gansu_Kongtong_Xiamen_Green_Hydrogen_wind_farm | Global Wind Power Tracker - February 2026 |  | 不适用 | 运行参数继承参考Generators_data.csv的风电/光伏设定
1541 | GS | 2 | 甘肃 | Zhangye | Linze | 临泽平川百万千瓦级风电基地20万千瓦风电1＃项目 | Gansu Linze (Longyuan) wind farm | -- | 风电 | Onshore | 200 | operating | 2025 | China Longyuan Power Group Corp Ltd [100%] |  | 39.296 | 100.2903 | L100000919122 | G100000923563 | https://www.gem.wiki/Gansu_Linze_(Longyuan)_wind_farm | Global Wind Power Tracker - February 2026 |  | 不适用 | 运行参数继承参考Generators_data.csv的风电/光伏设定
1542 | GS | 2 | 甘肃 | Zhangye | Linze | 易事特临泽板桥北滩10万千瓦风电项目 | Gansu Linze Banqiao Beitan (Yishite) wind farm | -- | 风电 | Onshore | 100 | operating | 2024 | Linze Yishite Technology Co Ltd |  | 39.2842 | 100.2899 | L100001004182 | G100001004870 | https://www.gem.wiki/Gansu_Linze_Banqiao_Beitan_(Yishite)_wind_farm | Global Wind Power Tracker - February 2026 |  | 不适用 | 运行参数继承参考Generators_data.csv的风电/光伏设定
1543 | GS | 2 | 甘肃 | Zhangye | Linze | 甘肃临泽北滩风电场 | Gansu Linze Beitan wind farm | -- | 风电 | Onshore | 50 | operating | 2021 | State Power Investment Group Xinjiang Energy and Chemical Co Ltd [100%] | Linze County Tianheng New Energy | 38.0001 | 102.0001 | L100000903661 | G100000904505 | https://www.gem.wiki/Gansu_Linze_Beitan_wind_farm | Global Wind Power Tracker - February 2026 |  | 不适用 | 运行参数继承参考Generators_data.csv的风电/光伏设定
1544 | GS | 2 | 甘肃 | Zhangye | Linze | 临泽平川百万千瓦级风电基地10万千瓦风电2＃项目 | Gansu Linze Pingchuan (China Power Construction) wind farm | -- | 风电 | Onshore | 100 | operating | 2024 | China Power Construction New Energy Group Co Ltd [100%] |  | 39.3392 | 100.1008 | L100000919121 | G100000923562 | https://www.gem.wiki/Gansu_Linze_Pingchuan_(China_Power_Construction)_wind_farm | Global Wind Power Tracker - February 2026 |  | 不适用 | 运行参数继承参考Generators_data.csv的风电/光伏设定
1545 | GS | 2 | 甘肃 | Zhangye | Linze | 华能临泽平川百万级风电基地30万千瓦风电项目 | Gansu Linze Pingchuan Beitan (Huaneng) wind farm | -- | 风电 | Onshore | 300 | operating | 2023 |  | Linze County Suyuan New Energy | 39.3392 | 100.1008 | L100000919123 | G100000923564 | https://www.gem.wiki/Gansu_Linze_Pingchuan_Beitan_(Huaneng)_wind_farm | Global Wind Power Tracker - February 2026 |  | 不适用 | 运行参数继承参考Generators_data.csv的风电/光伏设定
1546 | GS | 2 | 甘肃 | Longnan | Li | 甘肃礼县固城100兆瓦风电项目 | Gansu Lixian Gucheng wind farm | 1 | 风电 | Onshore | 100 | operating | 2023 |  | Gansu Lixian Ningfeng Wind Power Generation | 34.4547 | 105.2078 | L100000919124 | G100000923565 | https://www.gem.wiki/Gansu_Lixian_Gucheng_wind_farm | Global Wind Power Tracker - February 2026 |  | 不适用 | 运行参数继承参考Generators_data.csv的风电/光伏设定
1547 | GS | 2 | 甘肃 | Longnan | Li | 甘肃礼县固城100兆瓦风电项目二期 | Gansu Lixian Gucheng wind farm | 2 | 风电 | Onshore | 100 | operating | 2025 |  | Gansu Lixian Shengfeng Windpower | 34.4547 | 105.2078 | L100000919124 | G100000923566 | https://www.gem.wiki/Gansu_Lixian_Gucheng_wind_farm | Global Wind Power Tracker - February 2026 |  | 不适用 | 运行参数继承参考Generators_data.csv的风电/光伏设定
1548 | GS | 2 | 甘肃 | Longnan | Wudu District | 武都区马营30万千瓦风电项目 | Gansu Longnan Wudu Maying wind farm | -- | 风电 | Onshore | 300 | operating | 2025 | Xinhua Water Resources and Hydropower Generation Co Ltd [100%] | Xinhua Longnan Power Investment | 33.579 | 104.8687 | L100000919125 | G100000923567 | https://www.gem.wiki/Gansu_Longnan_Wudu_Maying_wind_farm | Global Wind Power Tracker - February 2026 |  | 不适用 | 运行参数继承参考Generators_data.csv的风电/光伏设定
1549 | GS | 2 | 甘肃 | Dingxi | Longxi | 国家电投陇西县10万千瓦风电项目风电场 | Gansu Longxi 100 MW (State Power Investment) wind farm | -- | 风电 | Onshore | 100 | operating | 2024 | State Power Investment Group Xinjiang Energy and Chemical Co Ltd [100%] | Gansu Jiangneng Longdian New Energy | 35.1827 | 104.5787 | L100000919126 | G100000923568 | https://www.gem.wiki/Gansu_Longxi_100_MW_(State_Power_Investment)_wind_farm | Global Wind Power Tracker - February 2026 |  | 不适用 | 运行参数继承参考Generators_data.csv的风电/光伏设定
1550 | GS | 2 | 甘肃 | Dingxi | Longxi | 甘肃陇西盘龙山风电场一, 二, 三期 | Gansu Longxi Panlongshan wind farm | 1,2,3 | 风电 | Onshore | 150 | operating | 2020 |  | State Power Investment Xinjiang Energy and Chemical Group Longxi New Energy | 38.0001 | 102.0001 | L100000903562 | G100000904390 | https://www.gem.wiki/Gansu_Longxi_Panlongshan_wind_farm | Global Wind Power Tracker - February 2026 |  | 不适用 | 运行参数继承参考Generators_data.csv的风电/光伏设定
1551 | GS | 2 | 甘肃 | Dingxi | Longxi | 甘肃陇西盘龙山风电场四期 | Gansu Longxi Panlongshan wind farm | 4 | 风电 | Onshore | 50 | operating | 2021 |  | State Power Investment Xinjiang Energy and Chemical Group Longxi New Energy | 38.0001 | 102.0001 | L100000903562 | G100000904391 | https://www.gem.wiki/Gansu_Longxi_Panlongshan_wind_farm | Global Wind Power Tracker - February 2026 |  | 不适用 | 运行参数继承参考Generators_data.csv的风电/光伏设定
1552 | GS | 2 | 甘肃 | Wuwei | Minqin | 民勤县10万千瓦风电项目（一） | Gansu Minqin (China Energy Investment) wind farm | -- | 风电 | Onshore | 100 | operating | 2025 | National Energy Investment Group Co Ltd [100%] | National Energy Group Gansu Electric Power | 38.6254 | 103.0928 | L100000917367 | G100000921537 | https://www.gem.wiki/Gansu_Minqin_(National_Energy_Group)_wind_farm | Global Wind Power Tracker - February 2026 |  | 不适用 | 运行参数继承参考Generators_data.csv的风电/光伏设定
1553 | GS | 2 | 甘肃 | Wuwei | Minqin | 远景能源景威民勤10万千瓦风电项目 | Gansu Minqin (Gansu Envision) wind farm | -- | 风电 | Onshore | 100 | operating | 2025 | Gansu Vision Energy Co Ltd; Envision Energy (Jiangsu) Co Ltd [100%] | Minqin Jingwei New Energy | 39.108 | 102.3401 | L100000917365 | G100000921535 | https://www.gem.wiki/Gansu_Minqin_(Gansu_Envision)_wind_farm | Global Wind Power Tracker - February 2026 |  | 不适用 | 运行参数继承参考Generators_data.csv的风电/光伏设定
1554 | GS | 2 | 甘肃 | Wuwei | Minqin | 远景武威民勤红沙岗30万千瓦风电项目 | Gansu Minqin Hongshagang (Yuanjing) 300 MW wind farm | -- | 风电 | Onshore | 300 | operating | 2023 | Gansu Yuanjing Energy Co Ltd [100%] | Minqin Qiyuan New Energy | 39.1459 | 102.2668 | L100000919127 | G100000923569 | https://www.gem.wiki/Gansu_Minqin_Hongshagang_(Yuanjing)_300_MW_wind_farm | Global Wind Power Tracker - February 2026 |  | 不适用 | 运行参数继承参考Generators_data.csv的风电/光伏设定
1555 | GS | 2 | 甘肃 | Wuwei | Minqin | 甘肃民勤红沙岗第一风电场 | Gansu Minqin Hongshagang 1 wind farm | -- | 风电 | Onshore | 400 | operating | 2015 |  | China Guangdong Nuclear Minqin Number 2 Windpower | 39.0309 | 102.1608 | L100000903655 | G100000904498 | https://www.gem.wiki/Gansu_Minqin_Hongshagang_1_wind_farm | Global Wind Power Tracker - February 2026 |  | 不适用 | 运行参数继承参考Generators_data.csv的风电/光伏设定
1556 | GS | 2 | 甘肃 | Wuwei | Minqin | 甘肃民勤红沙第二风电场 | Gansu Minqin Hongshagang 2 wind farm | -- | 风电 | Onshore | 300 | operating | 2016 |  | Minqin Aerospace New Energy Investment | 38.9989 | 102.2869 | L100000903656 | G100000904499 | https://www.gem.wiki/Gansu_Minqin_Hongshagang_2_wind_farm | Global Wind Power Tracker - February 2026 |  | 不适用 | 运行参数继承参考Generators_data.csv的风电/光伏设定
1557 | GS | 2 | 甘肃 | Wuwei | Minqin | 甘肃民勤红沙岗第三风电场 | Gansu Minqin Hongshagang 3 wind farm | -- | 风电 | Onshore | 300 | operating | 2016 |  | Datang Wuwei New Energy Development | 38.9753 | 102.4011 | L100000903657 | G100000904500 | https://www.gem.wiki/Gansu_Minqin_Hongshagang_3_wind_farm | Global Wind Power Tracker - February 2026 |  | 不适用 | 运行参数继承参考Generators_data.csv的风电/光伏设定
1558 | GS | 2 | 甘肃 | Wuwei | Minqin | 大唐武威新能源民勤红沙岗陈家前井南井风电场49.5MW发电工程 | Gansu Minqin Hongshagang Chenjiaqianjing Nanjing wind farm | -- | 风电 | Onshore | 50 | operating | 2013 | China Datang Corporation Renewable Power Co Ltd [100%] | Datang Wuwei New Energy | 39.0379 | 102.0658 | L100000904729 | G100000905818 | https://www.gem.wiki/Gansu_Minqin_Hongshagang_Chenjiaqianjing_Nanjing_wind_farm | Global Wind Power Tracker - February 2026 |  | 不适用 | 运行参数继承参考Generators_data.csv的风电/光伏设定
1559 | GS | 2 | 甘肃 | Wuwei | Minqin | 兰州兰电电机有限公司民勤县红沙岗49.5兆瓦试验风电场 | Gansu Minqin Hongshagang Experimental (Landian) wind farm | -- | 风电 | Onshore | 50 | operating | 2015 | Lanzhou Landian Electric Corp [100%] | Lan Dian Minqin Wind Power Generation | 38.6893 | 102.2848 | L100000904741 | G100000905831 | https://www.gem.wiki/Gansu_Minqin_Hongshagang_Experimental_(Landian)_wind_farm | Global Wind Power Tracker - February 2026 |  | 不适用 | 运行参数继承参考Generators_data.csv的风电/光伏设定
1560 | GS | 2 | 甘肃 | Wuwei | Minqin | 武威洁源风电投资开发有限公司民勤红沙岗风光互补试验49.5兆瓦风电场项目 | Gansu Minqin Hongshagang wind farm/Photovoltaic Test wind farm | -- | 风电 | Onshore | 50 | operating | 2016 | Gansu Aerospace New Energy Investment Group Co Ltd [100%] | Wuwei Jieyuan Wind Power Investment Development | 38.8233 | 102.6355 | L100000904735 | G100000905825 | https://www.gem.wiki/Gansu_Minqin_Hongshagang_wind_farm/Photovoltaic_Test_wind_farm | Global Wind Power Tracker - February 2026 |  | 不适用 | 运行参数继承参考Generators_data.csv的风电/光伏设定
1561 | GS | 2 | 甘肃 | Wuwei | Minqin | 甘肃民勤红沙岗咸水井西风电场 | Gansu Minqin Hongshagang Xianshuijing West wind farm | -- | 风电 | Onshore | 50 | operating | 2013 |  | China Guangdong Nuclear Gansu Minqin Windpower | 39.0601 | 102.0014 | L100000903659 | G100000904502 | https://www.gem.wiki/Gansu_Minqin_Hongshagang_Xianshuijing_West_wind_farm | Global Wind Power Tracker - February 2026 |  | 不适用 | 运行参数继承参考Generators_data.csv的风电/光伏设定
1562 | GS | 2 | 甘肃 | Wuwei | Minqin | 甘肃民勤红沙岗咸水井风电场 | Gansu Minqin Hongshagang Xianshuijing wind farm | -- | 风电 | Onshore | 50 | operating | 2011 |  | China Guangdong Nuclear Gansu Minqin Windpower | 39.0443 | 102.0272 | L100000903658 | G100000904501 | https://www.gem.wiki/Gansu_Minqin_Hongshagang_Xianshuijing_wind_farm | Global Wind Power Tracker - February 2026 |  | 不适用 | 运行参数继承参考Generators_data.csv的风电/光伏设定
1563 | GS | 2 | 甘肃 | Wuwei | Wuwei | 民勤县隆旭新能源有限公司红沙岗5万千瓦风电项目 | Gansu Minqqin Hongshagang (Longxu) wind farm | -- | 风电 | Onshore | 50 | operating | 2023 | Minqin Longxu New Energy Co Ltd |  | 39.068 | 102.464 | L100001022845 | G100001027049 | https://www.gem.wiki/Gansu_Minqqin_Hongshagang_(Longxu)_wind_farm | Global Wind Power Tracker - February 2026 |  | 不适用 | 运行参数继承参考Generators_data.csv的风电/光伏设定
1564 | GS | 2 | 甘肃 | Dingxi | Min | 国电电力定西岷县100MW集中式风电项目, 定西市“十四五”第二批岷县10万千瓦集中式风电项目 | Gansu Minxian (Guodian) wind farm | 1 | 风电 | Onshore | 100 | operating | 2023 |  | Guodian Power Gansu New Energy Development | 34.3172 | 104.5614 | L100000919128 | G100000923570 | https://www.gem.wiki/Gansu_Minxian_(Guodian)_wind_farm | Global Wind Power Tracker - February 2026 |  | 不适用 | 运行参数继承参考Generators_data.csv的风电/光伏设定
1565 | GS | 2 | 甘肃 | Baiyin | Pingchuan District | 白银发展投新能源有限公司（平川）A区20万千瓦风电项目 | Gansu Pingchuan (Baiyin Development Investment) wind farm | 1 | 风电 | Onshore | 100 | operating | 2025 | Baiyin Development Investment Co Ltd | Baiyin Development Investment | 36.8992 | 104.6884 | L100001000750 | G100001001103 | https://www.gem.wiki/Gansu_Pingchuan_(Baiyin_Development_Investment)_wind_farm | Global Wind Power Tracker - February 2026 |  | 不适用 | 运行参数继承参考Generators_data.csv的风电/光伏设定
1566 | GS | 2 | 甘肃 | Baiyin | Pingchuan District | 白银市平川区10万千瓦风电项目 | Gansu Pingchuan (Ronghui) wind farm | -- | 风电 | Onshore | 100 | operating | 2022 | Gansu Rongzhi Hydrocarbon New Energy Co Ltd [100%] | Baiyin Ronghui Hydrocarbon New Energy | 36.7311 | 104.8133 | L100000917372 | G100000921542 | https://www.gem.wiki/Gansu_Pingchuan_Wangjiashan_wind_farm | Global Wind Power Tracker - February 2026 |  | 不适用 | 运行参数继承参考Generators_data.csv的风电/光伏设定
1567 | GS | 2 | 甘肃 | Baiyin | Pingchuan District | 甘肃平川捡财塘风电场 | Gansu Pingchuan Jiancaitang wind farm | 1 | 风电 | Onshore | 45 | operating | 2008 |  | State Development Investment Corporation Baiyin Windpower | 36.9406 | 104.7528 | L100000903561 | G100000904389 | https://www.gem.wiki/Gansu_Pingchuan_Jiancaitang_wind_farm | Global Wind Power Tracker - February 2026 |  | 不适用 | 运行参数继承参考Generators_data.csv的风电/光伏设定
1568 | GS | 2 | 甘肃 | Baiyin | Pingchuan District | 国投白银风电平川捡财塘风电场二期49.5MW发电工程 | Gansu Pingchuan Jiancaitang wind farm | 2 | 风电 | Onshore | 50 | operating | 2013 | State Development and Investment Corporation New Energy Investment Co Ltd [100%] | State Development and Investment Corporation Baiyin Wind Power | 36.9832 | 104.7782 | L100000903561 | G100000905820 | https://www.gem.wiki/Gansu_Pingchuan_Jiancaitang_wind_farm | Global Wind Power Tracker - February 2026 |  | 不适用 | 运行参数继承参考Generators_data.csv的风电/光伏设定
1569 | GS | 2 | 甘肃 | Baiyin | Pingchuan District | 山东发展投资（平川）B区20万千瓦风电项目 | Gansu Pingchuan Power Export (Shandong Development) wind farms | A area | 风电 | Onshore | 200 | operating | 2024 |  |  | 36.8936 | 104.7601 | L100001004222 | G100001026969 | https://www.gem.wiki/Gansu_Pingchuan_Power_Export_(Shandong_Development)_wind_farms | Global Wind Power Tracker - February 2026 |  | 不适用 | 运行参数继承参考Generators_data.csv的风电/光伏设定
1570 | GS | 2 | 甘肃 | Baiyin | Pingchuan District | 山东发展投资（平川）B区20万千瓦风电项目, 山东发展投资（平川）B区20万千瓦风电项目 | Gansu Pingchuan Power Export (Shandong Development) wind farms | B area | 风电 | Onshore | 200 | operating | 2025 | Baiyin Development Investment Co Ltd |  | 36.837 | 104.712 | L100001004222 | G100001004916 | https://www.gem.wiki/Gansu_Pingchuan_Power_Export_(Shandong_Development)_wind_farms | Global Wind Power Tracker - February 2026 |  | 不适用 | 运行参数继承参考Generators_data.csv的风电/光伏设定
1571 | GS | 2 | 甘肃 | Baiyin | Pingchuan District | 平川区王家山镇10万千瓦风电项目 | Gansu Pingchuan Wangjiashan wind farm | -- | 风电 | Onshore | 100 | operating | 2025 | Gansu Rongchuang New Energy Co Ltd |  | 36.916 | 104.832 | L100001061949 | G100001071060 | https://www.gem.wiki/Gansu_Pingchuan_Wangjiashuan_wind_farm | Global Wind Power Tracker - February 2026 |  | 不适用 | 运行参数继承参考Generators_data.csv的风电/光伏设定
1572 | GS | 2 | 甘肃 | Baiyin | Pingchuan District | 白银小川北山40MW分散式风电 | Gansu Pingchuan Xiaochuan Beishan Distributed wind farm | -- | 风电 | Onshore | 40 | operating | 2022 | Baiyin Yicheng New Energy Development Co Ltd |  | 36.4545 | 105.2978 | L100001001207 | G100001001609 | https://www.gem.wiki/Gansu_Pingchuan_Xiaochuan_Beishan_Distributed_wind_farm | Global Wind Power Tracker - February 2026 |  | 不适用 | 运行参数继承参考Generators_data.csv的风电/光伏设定
1573 | GS | 2 | 甘肃 | Baiyin | Pingchuan District | 白银平川西格拉滩20MW分散式风电 | Gansu Pingchuan Xigelatan Distributed wind farm | -- | 风电 | Onshore | 20 | operating | 2022 | Baiyin Changyuan New Energy Co Ltd |  | 36.6281 | 105.1752 | L100001003210 | G100001003679 | https://www.gem.wiki/Gansu_Pingchuan_Xigelatan_Distributed_wind_farm | Global Wind Power Tracker - February 2026 |  | 不适用 | 运行参数继承参考Generators_data.csv的风电/光伏设定
1574 | GS | 2 | 甘肃 | Tianshui | Qin'an | 中国电建秦安王铺镇50MW风电项目 | Gansu Qin'an Wangpuzhen wind farm | -- | 风电 | Onshore | 50 | operating | 2025 | China Power Construction (Jiuquan) New Energy Co Ltd | Qin'an Jinneng New Energy Development | 35.055 | 105.4402 | L100001000501 | G100001000781 | https://www.gem.wiki/Gansu_Qin'an_Wangpuzhen_wind_farm | Global Wind Power Tracker - February 2026 |  | 不适用 | 运行参数继承参考Generators_data.csv的风电/光伏设定
1575 | GS | 2 | 甘肃 | Tianshui | Qingshui | 国家电投清水50兆瓦风储一体化发电项目 | Gansu Qingshui (State Power Investment) wind farm | -- | 风电 | Onshore | 50 | operating | 2023 | Qingshui Lvdong New Energy Co Ltd | Qingshui Lvdong New Energy | 34.8478 | 106.0056 | L100001000746 | G100001001099 | https://www.gem.wiki/Gansu_Qingshui_(State_Power_Investment)_wind_farm | Global Wind Power Tracker - February 2026 |  | 不适用 | 运行参数继承参考Generators_data.csv的风电/光伏设定
1576 | GS | 2 | 甘肃 | Tianshui | Qingshui | 三峡天水清水白驼60MW风电项目 | Gansu Qingshui Baituo wind farm | -- | 风电 | Onshore | 60 | operating | 2020 | China Three Gorges New Energy (Group) Co Ltd [100%] | Three Gorges New Energy Qingshui Power Generation | 34.8518 | 106.0076 | L100000904737 | G100000905827 | https://www.gem.wiki/Gansu_Qingshui_Baituo_wind_farm | Global Wind Power Tracker - February 2026 |  | 不适用 | 运行参数继承参考Generators_data.csv的风电/光伏设定
1577 | GS | 2 | 甘肃 | Tianshui | Qingshui | 清水盘龙山100MW风电项目 | Gansu Qingshui Panlongshan wind farm | -- | 风电 | Onshore | 100 | operating | 2025 | Xinhua Hydropower Co Ltd |  | 34.7755 | 106.4086 | L100001000796 | G100001001150 | https://www.gem.wiki/Gansu_Qingshui_Panlongshan_wind_farm | Global Wind Power Tracker - February 2026 |  | 不适用 | 运行参数继承参考Generators_data.csv的风电/光伏设定
1578 | GS | 2 | 甘肃 | Tianshui | Qinzhou District | 秦州华岐25兆瓦分散式风电场 | Gansu Qinzhou Huaqi Distributed wind farm | -- | 风电 | Onshore | 25 | operating | 2021 | China Energy Conservation and Environmental Protection Group Wind Power Co Ltd [100%] | CECEP (Tianshui) Wind Power | 34.3631 | 105.5747 | L100000917375 | G100000921550 | https://www.gem.wiki/Gansu_Qinzhou_Huaqi_Distributed_wind_farm | Global Wind Power Tracker - February 2026 |  | 不适用 | 运行参数继承参考Generators_data.csv的风电/光伏设定
1579 | GS | 2 | 甘肃 | Tianshui | Qinzhou District | 汇能秦州杨家寺风电场 | Gansu Qinzhou Yangjiasi wind farm | -- | 风电 | Onshore | 50 | operating | 2022 | Guangdong Energy Group Guizhou Co Ltd [100%] | Tianshui Huineng Wind Power | 34.4499 | 105.3607 | L100000917376 | G100000921551 | https://www.gem.wiki/Gansu_Qinzhou_Yangjiasi_wind_farm | Global Wind Power Tracker - February 2026 |  | 不适用 | 运行参数继承参考Generators_data.csv的风电/光伏设定
1580 | GS | 2 | 甘肃 | Zhangye | Shandan | 甘肃省山丹县绣花庙风电场 | Gansu Shandan Xiuhuamiao wind farm | -- | 风电 | Onshore | 49.5 | operating | 2023 | Shanghai Zhijian New Energy Development Co Ltd [100%] | Gansu Shandan Xiehe Wind Power Co., Ltd. | 38.4459 | 101.4925 | L100001005699 | G100001006846 | https://www.gem.wiki/Gansu_Shandan_Xiuhuamiao_wind_farm | Global Wind Power Tracker - February 2026 |  | 不适用 | 运行参数继承参考Generators_data.csv的风电/光伏设定
1581 | GS | 2 | 甘肃 | Wuwei | Gulang | 古浪县雍和新能源投资有限责任公司松山滩百万千瓦级风电基地第二风电场项目 | Gansu Songshantan 1000 MW Wind Power Base Second wind farm | -- | 风电 | Onshore | 100 | operating | 2016 | Wuling Electric Power Co Ltd [70%]; Gansu Water Resources and Hydropower Survey Design and Research Institute Co Ltd [30%] | Gulang Yonghe New Energy Investment | 37.3404 | 103.5872 | L100000904736 | G100000905826 | https://www.gem.wiki/Gansu_Songshantan_1000_MW_Wind_Power_Base_Second_wind_farm | Global Wind Power Tracker - February 2026 |  | 不适用 | 运行参数继承参考Generators_data.csv的风电/光伏设定
1582 | GS | 2 | 甘肃 | Jiuquan | Subei | 中节能肃北马鬃山50MW风电项目 | Gansu Subei Mazongshan (China Energy Conservation) wind farm | 2 | 风电 | Onshore | 50 | operating | 2022 |  |  | 41.8101 | 97.0287 | L100000919130 | G100000923577 | https://www.gem.wiki/Gansu_Subei_Mazongshan_(China_Energy_Conservation)_wind_farm | Global Wind Power Tracker - February 2026 |  | 不适用 | 运行参数继承参考Generators_data.csv的风电/光伏设定
1583 | GS | 2 | 甘肃 | Jiuquan | Subei | 浙新能肃北马鬃山300兆瓦风电项目 | Gansu Subei Mazongshan (Zhejiang Energy) wind farm | 1 | 风电 | Onshore | 300 | operating | 2024 | Zhejiang New Energy Investment Group Co Ltd; Riyue Heavy Industry CO LTD Co Ltd |  | 41.531 | 97.094 | L100001000497 | G100001000776 | https://www.gem.wiki/Gansu_Subei_Mazongshan_(Zhejiang_Energy)_wind_farm | Global Wind Power Tracker - February 2026 |  | 不适用 | 运行参数继承参考Generators_data.csv的风电/光伏设定
1584 | GS | 2 | 甘肃 | Jiuquan | Subei | 甘肃肃北马鬃山第一风电场A区 | Gansu Subei Mazongshan 1 Area A wind farm | -- | 风电 | Onshore | 200 | operating | 2021 | China Green Development Investment Group CO LTDGansu Branch [100%] |  | 38.0001 | 102.0001 | L100000903617 | G100000904454 | https://www.gem.wiki/Gansu_Subei_Mazongshan_1_Area_A_wind_farm | Global Wind Power Tracker - February 2026 |  | 不适用 | 运行参数继承参考Generators_data.csv的风电/光伏设定
1585 | GS | 2 | 甘肃 | Jiuquan | Subei | 甘肃肃北马鬃山第一风电场C区 | Gansu Subei Mazongshan 1 Area C wind farm | -- | 风电 | Onshore | 202 | operating | 2021 |  | Gansu Jiuquan Steel China Resources New Energy (Subei) | 41.8102 | 97.0269 | L100000903618 | G100000904455 | https://www.gem.wiki/Gansu_Subei_Mazongshan_1_Area_C_wind_farm | Global Wind Power Tracker - February 2026 |  | 不适用 | 运行参数继承参考Generators_data.csv的风电/光伏设定
1586 | GS | 2 | 甘肃 | Jiuquan | Subei | 酒泉锐能肃北甘草泉1-D区一期10万千瓦风电项目 | Gansu Subei Mazongshan Caoquan Area 1-D wind farm | 1 | 风电 | Onshore | 100 | operating | 2023 | Jiuquan Ruineng New Energy Development Co Ltd | Jiuquan Ruineng New Energy Development | 41.829 | 97.029 | L100001000499 | G100001000778 | https://www.gem.wiki/Gansu_Subei_Mazongshan_Caoquan_Area_1-D_wind_farm | Global Wind Power Tracker - February 2026 |  | 不适用 | 运行参数继承参考Generators_data.csv的风电/光伏设定
1587 | GS | 2 | 甘肃 | Jiuquan | Subei | 甘肃肃北马鬃山公婆泉试验风电场 | Gansu Subei Mazongshan Gongpoquan wind farm | -- | 风电 | Onshore | 50 | operating | 2011 |  | Longyuan Subei Windpower | 41.7604 | 96.9118 | L100000903622 | G100000904460 | https://www.gem.wiki/Gansu_Subei_Mazongshan_Gongpoquan_wind_farm | Global Wind Power Tracker - February 2026 |  | 不适用 | 运行参数继承参考Generators_data.csv的风电/光伏设定
1588 | GS | 2 | 甘肃 | Jiuquan | Subei | 甘肃肃北马鬃山第二风电场A区 | Gansu Subei Mazongshan Number 2 Area A wind farm | -- | 风电 | Onshore | 200 | operating | 2015 |  | China Energy Conservation (Subei) Windpower | 39.0443 | 102.0272 | L100000903619 | G100000904456 | https://www.gem.wiki/Gansu_Subei_Mazongshan_Number_2_Area_A_wind_farm | Global Wind Power Tracker - February 2026 |  | 不适用 | 运行参数继承参考Generators_data.csv的风电/光伏设定
1589 | GS | 2 | 甘肃 | Jiuquan | Subei | 甘肃肃北马鬃山第二风电场B区一期 | Gansu Subei Mazongshan Number 2 Area B wind farm | 1 | 风电 | Onshore | 100 | operating | 2021 |  | China Energy Conservation (Subei) Windpower | 38.0001 | 102.0001 | L100000903620 | G100000904457 | https://www.gem.wiki/Gansu_Subei_Mazongshan_Number_2_Area_B_wind_farm | Global Wind Power Tracker - February 2026 |  | 不适用 | 运行参数继承参考Generators_data.csv的风电/光伏设定
1590 | GS | 2 | 甘肃 | Jiuquan | Subei | 甘肃肃北马鬃山第二风电场B区二期 | Gansu Subei Mazongshan Number 2 Area B wind farm | 2 | 风电 | Onshore | 100 | operating | 2021 |  | China Energy Conservation (Subei) Windpower | 38.0001 | 102.0001 | L100000903620 | G100000904458 | https://www.gem.wiki/Gansu_Subei_Mazongshan_Number_2_Area_B_wind_farm | Global Wind Power Tracker - February 2026 |  | 不适用 | 运行参数继承参考Generators_data.csv的风电/光伏设定
1591 | GS | 2 | 甘肃 | Jiuquan | Subei | 甘肃肃北马鬃山第二风电场C区 | Gansu Subei Mazongshan Number 2 Area C wind farm | 1 | 风电 | Onshore | 104 | operating | 2021 |  | Three Gorges New Energy Subei Windpower | 38.0001 | 102.0001 | L100000903621 | G100000904459 | https://www.gem.wiki/Gansu_Subei_Mazongshan_Number_2_Area_C_wind_farm | Global Wind Power Tracker - February 2026 |  | 不适用 | 运行参数继承参考Generators_data.csv的风电/光伏设定
1592 | GS | 2 | 甘肃 | Jiuquan | Subei | 三峡能源甘肃肃北马鬃山二期100兆瓦风电项目 | Gansu Subei Mazongshan Number 2 Area C wind farm | 2 | 风电 | Onshore | 100 | operating | 2022 | China Three Gorges New Energy (Group) Co Ltd [100%] |  | 41.8101 | 97.0287 | L100000903621 | G100000923579 | https://www.gem.wiki/Gansu_Subei_Mazongshan_Number_2_Area_C_wind_farm | Global Wind Power Tracker - February 2026 |  | 不适用 | 运行参数继承参考Generators_data.csv的风电/光伏设定
1593 | GS | 2 | 甘肃 | Jiuquan | Subei | 肃北县马鬃山饮马峡A区15万千瓦风电项目 | Gansu Subei Mazongshan Yinmaxia Area A wind farm | -- | 风电 | Onshore | 155 | operating |  | Subei Mongol Autonomous County Tengda Windpower Co Ltd | Subei Mongol Autonomous County Tengda Windpower | 41.242 | 96.895 | L100001000494 | G100001000773 | https://www.gem.wiki/Gansu_Subei_Mazongshan_Yinmaxia_Area_A_wind_farm | Global Wind Power Tracker - February 2026 |  | 不适用 | 运行参数继承参考Generators_data.csv的风电/光伏设定
1594 | GS | 2 | 甘肃 | Jiuquan | Subei | 东方电气酒泉肃北马鬃山饮马峡B区100MW风电项目 | Gansu Subei Mazongshan Yinmaxia Area B wind farm | -- | 风电 | Onshore | 100 | operating | 2023 | Jiuquan Dongsu Mazongshan New Energy Co Ltd | Jiuquan Dongsu Mazongshan New Energy | 41.312 | 96.902 | L100001000492 | G100001000769 | https://www.gem.wiki/Gansu_Subei_Mazongshan_Yinmaxia_Area_B_wind_farm | Global Wind Power Tracker - February 2026 |  | 不适用 | 运行参数继承参考Generators_data.csv的风电/光伏设定
1595 | GS | 2 | 甘肃 | Jiuquan | Subei | 肃北县马鬃山饮马峡D区20 万千瓦风电场项目 | Gansu Subei Mazongshan Yinmaxia Area D wind farm | -- | 风电 | Onshore | 200 | operating | 2024 | Jiuquan Ruihong New Energy Co |  | 41.242 | 96.895 | L100001000496 | G100001000775 | https://www.gem.wiki/Gansu_Subei_Mazongshan_Yinmaxia_Area_D_wind_farm | Global Wind Power Tracker - February 2026 |  | 不适用 | 运行参数继承参考Generators_data.csv的风电/光伏设定
1596 | GS | 2 | 甘肃 | Longnan | Tanchang | 陇南市宕昌县一期20万千瓦风力发电项目 | Gansu Tanchang (State Power Investment) wind farm | 1 | 风电 | Onshore | 200 | operating | 2024 | Shanghai Electric Power Co Ltd | Gansu Shenxian New Energy | 34.073 | 104.562 | L100001020373 | G100001023213 | https://www.gem.wiki/Gansu_Tanchang_(State_Power_Investment)_wind_farm | Global Wind Power Tracker - February 2026 |  | 不适用 | 运行参数继承参考Generators_data.csv的风电/光伏设定
1597 | GS | 2 | 甘肃 | Tianshui | Zhangjiachuan | 天源绵诸第二风电场 | Gansu Tianyuan Mianzhu wind farm | -- | 风电 | Onshore | 50 | operating | 2022 |  |  | 34.9892 | 106.1873 | L100000917377 | G100000921552 | https://www.gem.wiki/Gansu_Tianyuan_Mianzhu_wind_farm | Global Wind Power Tracker - February 2026 |  | 不适用 | 运行参数继承参考Generators_data.csv的风电/光伏设定
1598 | GS | 2 | 甘肃 | Wuwei | Tianzhu | 甘肃华电天祝松山滩200MW风电项目 | Gansu Tianzhu Songshantan (Huadian) wind farm | -- | 风电 | Onshore | 200 | operating | 2024 |  | Huadian Gansu Energy | 36.9847 | 103.1453 | L100000919132 | G100000923581 | https://www.gem.wiki/Gansu_Tianzhu_Songshantan_(Huadian)_wind_farm | Global Wind Power Tracker - February 2026 |  | 不适用 | 运行参数继承参考Generators_data.csv的风电/光伏设定
1599 | GS | 2 | 甘肃 | Wuwei | Tianzhu | 天祝林源新能源科技有限公司松山滩50万千瓦风电项目 | Gansu Tianzhu Songshantan (Linyuan Energy) wind farm | -- | 风电 | Onshore | 500 | operating | 2025 | Xinjiang Xinte Photovoltaic Energy Technology Co Ltd [30%]; China Nuclear Huineng (Qinghai) Energy Co Ltd [70%] | Tianzhu Linyuan New Energy Technology | 37.119 | 108.528 | L100001004224 | G100001004918 | https://www.gem.wiki/Gansu_Tianzhu_Songshantan_(Linyuan_Energy)_wind_farm | Global Wind Power Tracker - February 2026 |  | 不适用 | 运行参数继承参考Generators_data.csv的风电/光伏设定
1600 | GS | 2 | 甘肃 | Wuwei | Tianzhu | 天祝云鑫达新能源有限公司松山滩50兆瓦风电项目 | Gansu Tianzhu Songshantan (Yunxinda) wind farm | -- | 风电 | Onshore | 50 | operating | 2024 |  | Tianzhu County Yunxinda New Energy | 36.9847 | 103.1453 | L100000919133 | G100000923582 | https://www.gem.wiki/Gansu_Tianzhu_Songshantan_(Yunxinda)_wind_farm | Global Wind Power Tracker - February 2026 |  | 不适用 | 运行参数继承参考Generators_data.csv的风电/光伏设定
1601 | GS | 2 | 甘肃 | Wuwei | Tianzhu | 天祝藏族自治县申杰新能源有限公司松山滩滩口20万千瓦风电项目 | Gansu Tianzhu Songshantan Tantankou wind farm | -- | 风电 | Onshore | 200 | operating | 2025 | Tianzhu Shenjie New Energy Co Ltd |  | 36.9034 | 103.4167 | L100001004220 | G100001004913 | https://www.gem.wiki/Gansu_Tianzhu_Songshantan_Tankou_wind_farm | Global Wind Power Tracker - February 2026 |  | 不适用 | 运行参数继承参考Generators_data.csv的风电/光伏设定
1602 | GS | 2 | 甘肃 | Wuwei | Tianzhu | 天祝县松山滩营盘5万千瓦风电场项目 | Gansu Tianzhu Songshantan Yingpan wind farm | -- | 风电 | Onshore | 50 | operating | 2015 | China Energy Conservation and Environmental Protection Group Wind-Power Corp [100%] | China Energy Conservation and Environmental Protection Group (Tianzhu) Wind Power | 37.0994 | 103.6018 | L100000904744 | G100000905834 | https://www.gem.wiki/Gansu_Tianzhu_Songshantan_Yingpan_wind_farm | Global Wind Power Tracker - February 2026 |  | 不适用 | 运行参数继承参考Generators_data.csv的风电/光伏设定
1603 | GS | 2 | 甘肃 | Dingxi | Tongwei | 甘肃通渭黑燕山一期风电场 | Gansu Tongwei Heiyanshan wind farm | 1 | 风电 | Onshore | 100 | operating | 2021 | Zhejiang Beisheng New Energy Development Co Ltd [100%] | Tongwei Jingbei New Energy | 38.0001 | 102.0001 | L100000903563 | G100000904392 | https://www.gem.wiki/Gansu_Tongwei_Heiyanshan_wind_farm | Global Wind Power Tracker - February 2026 |  | 不适用 | 运行参数继承参考Generators_data.csv的风电/光伏设定
1604 | GS | 2 | 甘肃 | Dingxi | Tongwei | 甘肃通渭黑燕山二期风电场 | Gansu Tongwei Heiyanshan wind farm | 2 | 风电 | Onshore | 100 | operating | 2021 | Zhejiang Beisheng New Energy Development Co Ltd [100%] | Tongwei Jingbei New Energy | 38.0001 | 102.0001 | L100000903563 | G100000904393 | https://www.gem.wiki/Gansu_Tongwei_Heiyanshan_wind_farm | Global Wind Power Tracker - February 2026 |  | 不适用 | 运行参数继承参考Generators_data.csv的风电/光伏设定
1605 | GS | 2 | 甘肃 | Dingxi | Tongwei | 甘肃通渭华家岭风电场一期 | Gansu Tongwei Huajialing wind farm | 1 | 风电 | Onshore | 50 | operating | 2013 |  | Huaneng Huajialing Windpower | 35.4253 | 105.0272 | L100000903564 | G100000904394 | https://www.gem.wiki/Gansu_Tongwei_Huajialing_wind_farm | Global Wind Power Tracker - February 2026 |  | 不适用 | 运行参数继承参考Generators_data.csv的风电/光伏设定
1606 | GS | 2 | 甘肃 | Dingxi | Tongwei | 华能华家岭风电场二期49.5MW工程 | Gansu Tongwei Huajialing wind farm | 2 | 风电 | Onshore | 49.5 | operating | 2013 | Huaneng Gansu Engery Development Co Ltd [100%] | Huaneng Huajialing Windpower | 35.3805 | 105.0227 | L100000903564 | G100000921555 | https://www.gem.wiki/Gansu_Tongwei_Huajialing_wind_farm | Global Wind Power Tracker - February 2026 |  | 不适用 | 运行参数继承参考Generators_data.csv的风电/光伏设定
1607 | GS | 2 | 甘肃 | Dingxi | Tongwei | 甘肃通渭华家岭义岗风电场 | Gansu Tongwei Huajialing Yigang wind farm | 1 | 风电 | Onshore | 200 | operating | 2016 |  | Huaneng Tongwei Windpower | 35.375 | 105.1833 | L100000903565 | G100000904395 | https://www.gem.wiki/Gansu_Tongwei_Huajialing_Yigang_wind_farm | Global Wind Power Tracker - February 2026 |  | 不适用 | 运行参数继承参考Generators_data.csv的风电/光伏设定
1608 | GS | 2 | 甘肃 | Dingxi | Tongwei | 甘肃通渭华家岭义岗二期第一风电场 | Gansu Tongwei Huajialing Yigang wind farm | 2 (section 1) | 风电 | Onshore | 100 | operating | 2021 | China Nuclear Planning and Design Institute Co Ltd [100%] | Tongwei Lüdong New Energy | 38.0001 | 102.0001 | L100000903565 | G100000904396 | https://www.gem.wiki/Gansu_Tongwei_Huajialing_Yigang_wind_farm | Global Wind Power Tracker - February 2026 |  | 不适用 | 运行参数继承参考Generators_data.csv的风电/光伏设定
1609 | GS | 2 | 甘肃 | Dingxi | Tongwei | 甘肃通渭华家岭义岗二期第二风电场 | Gansu Tongwei Huajialing Yigang wind farm | 2 (section 2) | 风电 | Onshore | 100 | operating | 2021 | Zhejiang Beisheng New Energy Development Co Ltd [100%] | Tongwei Jingbei New Energy | 38.0001 | 102.0001 | L100000903565 | G100000904397 | https://www.gem.wiki/Gansu_Tongwei_Huajialing_Yigang_wind_farm | Global Wind Power Tracker - February 2026 |  | 不适用 | 运行参数继承参考Generators_data.csv的风电/光伏设定
1610 | GS | 2 | 甘肃 | Dingxi | Tongwei | 甘肃通渭风尖岗山风电场 | Gansu Tongwei Jiangangshan wind farm | -- | 风电 | Onshore | 200 | operating | 2021 |  | Gansu China Guangdong Nuclear Yongsheng Windpower Development | 38.0001 | 102.0001 | L100000903566 | G100000904398 | https://www.gem.wiki/Gansu_Tongwei_Jiangangshan_wind_farm | Global Wind Power Tracker - February 2026 |  | 不适用 | 运行参数继承参考Generators_data.csv的风电/光伏设定
1611 | GS | 2 | 甘肃 | Dingxi | Tongwei | 甘肃通渭陇阳风电场 | Gansu Tongwei Longyang wind farm | -- | 风电 | Onshore | 201 | operating | 2020 |  | Beijing Jingcheng New Energy | 38.0001 | 102.0001 | L100000903568 | G100000904400 | https://www.gem.wiki/Gansu_Tongwei_Longyang_wind_farm | Global Wind Power Tracker - February 2026 |  | 不适用 | 运行参数继承参考Generators_data.csv的风电/光伏设定
1612 | GS | 2 | 甘肃 | Dingxi | Tongwei | 甘肃通渭寺子川风电场 | Gansu Tongwei Sizichuan wind farm | -- | 风电 | Onshore | 100 | operating | 2023 |  | Gansu China Guangdong Nuclear Yongsheng Windpower Development | 38.0001 | 102.0001 | L100000903567 | G100000904399 | https://www.gem.wiki/Gansu_Tongwei_Sizichuan_wind_farm | Global Wind Power Tracker - February 2026 |  | 不适用 | 运行参数继承参考Generators_data.csv的风电/光伏设定
1613 | GS | 2 | 甘肃 | Dingxi | Weiyuan | 渭源县10万千瓦集中式风电项目 | Gansu Weiyuan (State Power Investment) wind farm | -- | 风电 | Onshore | 100 | operating | 2025 | China Power Investment Xinjiang Energy and Chemical Industry Co Ltd | Gansu Jiangneng Weiyuan New Energy | 35.2568 | 104.3356 | L100000917380 | G100000921556 | https://www.gem.wiki/Gansu_Weiyuan_(State_Power_Investment)_wind_farm | Global Wind Power Tracker - February 2026 |  | 不适用 | 运行参数继承参考Generators_data.csv的风电/光伏设定
1614 | GS | 2 | 甘肃 | Tianshui | Wushan | 山武县太皇山50兆瓦风电项目 | Gansu Wushan Taihuangshan wind farm | -- | 风电 | Onshore | 50 | operating |  | Wushan Yunyue New Energy Co Ltd |  | 34.521 | 105.0104 | L100001044895 | G100001050434 | https://www.gem.wiki/Gansu_Wushan_Taihuangshan_wind_farm | Global Wind Power Tracker - February 2026 |  | 不适用 | 运行参数继承参考Generators_data.csv的风电/光伏设定
1615 | GS | 2 | 甘肃 | Tianshui | Wushan | 武山县杨河45兆瓦分散式风电场 | Gansu Wushan Yanghe Distributed wind farm | -- | 风电 | Onshore | 45 | operating | 2021 | Nanjing Lvyuan Energy Technology Co Ltd [100%] | Gansu Wushan Ningfeng New Energy | 34.721 | 104.8994 | L100000917381 | G100000921557 | https://www.gem.wiki/Gansu_Wushan_Yanghe_Distributed_wind_farm | Global Wind Power Tracker - February 2026 |  | 不适用 | 运行参数继承参考Generators_data.csv的风电/光伏设定
1616 | GS | 2 | 甘肃 | Tianshui | Wushan | 武山县云雾山50兆瓦风电项目 | Gansu Wushan Yunwushan wind farm | -- | 风电 | Onshore | 50 | operating | 2023 | Shanghai Energy Technology Development Co Ltd |  | 34.514 | 105.008 | L100001044896 | G100001050435 | https://www.gem.wiki/Gansu_Wushan_Yunwushan_wind_farm | Global Wind Power Tracker - February 2026 |  | 不适用 | 运行参数继承参考Generators_data.csv的风电/光伏设定
1617 | GS | 2 | 甘肃 | Jinchang | Yongchang | 三峡新能源金昌风电永昌黄毛坡风电场项目49.5MW发电工程 | Gansu Yongchang Huangmaopo wind farm | -- | 风电 | Onshore | 50 | operating | 2014 | China Three Gorges Renewables (Group) Co Ltd [100%] | Three Gorges New Energy Jinchang Wind Power | 38.411 | 101.6282 | L100000904733 | G100000905823 | https://www.gem.wiki/Gansu_Yongchang_Huangmaopo_wind_farm | Global Wind Power Tracker - February 2026 |  | 不适用 | 运行参数继承参考Generators_data.csv的风电/光伏设定
1618 | GS | 2 | 甘肃 | Jinchang | Yongchang | 三峡新能源金昌永昌水泉子风电场项目49.5MW发电工程 | Gansu Yongchang Shuiquanzi wind farm | -- | 风电 | Onshore | 50 | operating | 2012 | China Three Gorges Renewables (Group) Co Ltd [100%] | Three Gorges New Energy Jinchang Wind Power | 38.4145 | 101.5606 | L100000904730 | G100000905819 | https://www.gem.wiki/Gansu_Yongchang_Shuiquanzi_wind_farm | Global Wind Power Tracker - February 2026 |  | 不适用 | 运行参数继承参考Generators_data.csv的风电/光伏设定
1619 | GS | 2 | 甘肃 | Jinchang | Yongchang | 甘肃永昌西滩49.5MW风电项目 | Gansu Yongchang Xitan wind farm | -- | 风电 | Onshore | 49.5 | operating | 2022 | Gansu Fuhe New Energy Technology Co Ltd [100%] | Yongchang County Taihe Wind Power | 38.2401 | 101.9701 | L100000917382 | G100000921558 | https://www.gem.wiki/Gansu_Yongchang_Xitan_wind_farm | Global Wind Power Tracker - February 2026 |  | 不适用 | 运行参数继承参考Generators_data.csv的风电/光伏设定
1620 | GS | 2 | 甘肃 | Lanzhou | Yongdeng | 华能永登新能源有限公司坪城45兆瓦风电项目 | Gansu Yongdeng Pingcheng wind farm | 1 | 风电 | Onshore | 45 | operating | 2021 | Huaneng Gansu Energy Development Co Ltd [100%] | Huaneng Yongdeng New Energy | 36.966 | 103.3553 | L100000917383 | G100000921559 | https://www.gem.wiki/Gansu_Yongdeng_Pingcheng_wind_farm | Global Wind Power Tracker - February 2026 |  | 不适用 | 运行参数继承参考Generators_data.csv的风电/光伏设定
1621 | GS | 2 | 甘肃 | Lanzhou | Yongdeng | 华能永登坪城二期风电项目 | Gansu Yongdeng Pingcheng wind farm | 2 | 风电 | Onshore | 50 | operating | 2023 | Huaneng Gansu Energy Development Co Ltd [100%] | Huaneng Yongdeng New Energy | 36.966 | 103.3553 | L100000917383 | G100000921560 | https://www.gem.wiki/Gansu_Yongdeng_Pingcheng_wind_farm | Global Wind Power Tracker - February 2026 |  | 不适用 | 运行参数继承参考Generators_data.csv的风电/光伏设定
1622 | GS | 2 | 甘肃 | Jiuquan | Yumen City | 甘肃玉门风电场 (大唐) | Gansu Yumen (Datang) wind farm | 1 | 风电 | Onshore | 49 | operating | 2007 |  | Gansu Datang Yumen Windpower | 40.1794 | 97.1354 | L100000903623 | G100000904461 | https://www.gem.wiki/Gansu_Yumen_(Datang)_wind_farm | Global Wind Power Tracker - February 2026 |  | 不适用 | 运行参数继承参考Generators_data.csv的风电/光伏设定
1623 | GS | 2 | 甘肃 | Jiuquan | Yumen City | 龙源洁源甘肃玉门风电场 | Gansu Yumen (Jieyuan) wind farm | 1 | 风电 | Onshore | 52.2 | operating |  | Gansu Jieyuan Windpower Co Ltd |  | 40.1829 | 96.9471 | L100001023448 | G100001027737 | https://www.gem.wiki/Gansu_Yumen_(Jieyuan)_wind_farm | Global Wind Power Tracker - February 2026 |  | 不适用 | 运行参数继承参考Generators_data.csv的风电/光伏设定
1624 | GS | 2 | 甘肃 | Jiuquan | Yumen City | 龙源洁源甘肃玉门风电场 | Gansu Yumen (Jieyuan) wind farm | 2 | 风电 | Onshore | 11.9 | operating |  | Gansu Jieyuan Windpower Co Ltd |  | 40.1829 | 96.9471 | L100001023448 | G100001027740 | https://www.gem.wiki/Gansu_Yumen_(Jieyuan)_wind_farm | Global Wind Power Tracker - February 2026 |  | 不适用 | 运行参数继承参考Generators_data.csv的风电/光伏设定
1625 | GS | 2 | 甘肃 | Jiuquan | Yumen City | 龙源洁源甘肃玉门风电场 | Gansu Yumen (Jieyuan) wind farm | 3 | 风电 | Onshore | 45.9 | operating | 2007 | Gansu Jieyuan Windpower Co Ltd |  | 40.1829 | 96.9471 | L100001023448 | G100001027742 | https://www.gem.wiki/Gansu_Yumen_(Jieyuan)_wind_farm | Global Wind Power Tracker - February 2026 |  | 不适用 | 运行参数继承参考Generators_data.csv的风电/光伏设定
1626 | GS | 2 | 甘肃 | Jiuquan | Yumen City | 甘肃玉门昌马特许权风电场 (中节能) | Gansu Yumen Changma (China Energy Conservation) Wind Farm Concession | -- | 风电 | Onshore | 201 | operating | 2010 |  | China Energy Conservation Hong Kong Construction (Gansu) Windpower | 40.1994 | 96.9079 | L100000903624 | G100000904462 | https://www.gem.wiki/Gansu_Yumen_Changma_(China_Energy_Conservation)_Wind_Farm_Concession | Global Wind Power Tracker - February 2026 |  | 不适用 | 运行参数继承参考Generators_data.csv的风电/光伏设定
1627 | GS | 2 | 甘肃 | Jiuquan | Yumen City | 甘肃玉门昌马第一(东)大型风电机组 示范风电场 | Gansu Yumen Changma 1 (East) Demonstration wind farm | -- | 风电 | Onshore | 48 | operating | 2013 | Datang Gansu Power Generation Co. [100%] |  | 40.3133 | 96.9078 | L100000903628 | G100000904466 | https://www.gem.wiki/Gansu_Yumen_Changma_1_(East)_Demonstration_wind_farm | Global Wind Power Tracker - February 2026 |  | 不适用 | 运行参数继承参考Generators_data.csv的风电/光伏设定
1628 | GS | 2 | 甘肃 | Jiuquan | Yumen City | 甘肃玉门昌马第一(北)大型风电机组 示范风电场 | Gansu Yumen Changma 1 (North) Demonstration wind farm | -- | 风电 | Onshore | 48 | operating | 2013 | Datang Gansu Power Generation Co. [100%] |  | 40.369 | 96.8854 | L100000903629 | G100000904467 | https://www.gem.wiki/Gansu_Yumen_Changma_1_(North)_Demonstration_wind_farm | Global Wind Power Tracker - February 2026 |  | 不适用 | 运行参数继承参考Generators_data.csv的风电/光伏设定
1629 | GS | 2 | 甘肃 | Jiuquan | Yumen City | 甘肃玉门昌马第一风电场 | Gansu Yumen Changma 1 wind farm | -- | 风电 | Onshore | 201 | operating | 2011 |  | Datang Yumen Changma Windpower | 40.2885 | 96.8722 | L100000903625 | G100000904463 | https://www.gem.wiki/Gansu_Yumen_Changma_1_wind_farm | Global Wind Power Tracker - February 2026 |  | 不适用 | 运行参数继承参考Generators_data.csv的风电/光伏设定
1630 | GS | 2 | 甘肃 | Jiuquan | Yumen City | 甘肃玉门昌马第二风电场 | Gansu Yumen Changma 2 wind farm | -- | 风电 | Onshore | 201 | operating | 2011 |  | China Offshore Oil New Energy Yumen Windpower | 40.205 | 96.8501 | L100000903626 | G100000904464 | https://www.gem.wiki/Gansu_Yumen_Changma_2_wind_farm | Global Wind Power Tracker - February 2026 |  | 不适用 | 运行参数继承参考Generators_data.csv的风电/光伏设定
1631 | GS | 2 | 甘肃 | Jiuquan | Yumen City | 甘肃玉门昌马第三风电场 | Gansu Yumen Changma 3 wind farm | -- | 风电 | Onshore | 201 | operating | 2012 |  | China Energy Conservation (Gansu) Windpower | 40.1293 | 96.8114 | L100000903627 | G100000904465 | https://www.gem.wiki/Gansu_Yumen_Changma_3_wind_farm | Global Wind Power Tracker - February 2026 |  | 不适用 | 运行参数继承参考Generators_data.csv的风电/光伏设定
1632 | GS | 2 | 甘肃 | Jiuquan | Yumen City | 甘肃玉门昌马大坝北大型示范风电场 | Gansu Yumen Changma Daba North Demonstration wind farm | -- | 风电 | Onshore | 48 | operating | 2013 |  | China Energy Conservation (Gansu) Windpower | 40.0841 | 96.7843 | L100000903630 | G100000904468 | https://www.gem.wiki/Gansu_Yumen_Changma_Daba_North_Demonstration_wind_farm | Global Wind Power Tracker - February 2026 |  | 不适用 | 运行参数继承参考Generators_data.csv的风电/光伏设定
1633 | GS | 2 | 甘肃 | Jiuquan | Yumen City | 甘肃玉门昌马大坝南大型示范风电场 | Gansu Yumen Changma Daba South Demonstration wind farm | -- | 风电 | Onshore | 48 | operating | 2013 |  | China Energy Conservation (Gansu) Windpower | 40.0143 | 96.7164 | L100000903631 | G100000904469 | https://www.gem.wiki/Gansu_Yumen_Changma_Daba_South_Demonstration_wind_farm | Global Wind Power Tracker - February 2026 |  | 不适用 | 运行参数继承参考Generators_data.csv的风电/光伏设定
1634 | GS | 2 | 甘肃 | Jiuquan | Yumen City | 甘肃玉门大坝本地化示范风电场 | Gansu Yumen Daba Demonstration wind farm | -- | 风电 | Onshore | 50 | operating | 2011 |  | Gansu Jieyuan Windpower | 40.1597 | 96.9362 | L100000903632 | G100000904470 | https://www.gem.wiki/Gansu_Yumen_Daba_Demonstration_wind_farm | Global Wind Power Tracker - February 2026 |  | 不适用 | 运行参数继承参考Generators_data.csv的风电/光伏设定
1635 | GS | 2 | 甘肃 | Jiuquan | Yumen City | 甘肃玉门低窝铺风电场一期 | Gansu Yumen Diwopu wind farm | 1 | 风电 | Onshore | 50 | operating | 2009 |  | Gansu Datang Yumen Windpower | 40.2014 | 97.0319 | L100000903633 | G100000904471 | https://www.gem.wiki/Gansu_Yumen_Diwopu_wind_farm | Global Wind Power Tracker - February 2026 |  | 不适用 | 运行参数继承参考Generators_data.csv的风电/光伏设定
1636 | GS | 2 | 甘肃 | Jiuquan | Yumen City | 甘肃玉门低窝铺风电场二期 | Gansu Yumen Diwopu wind farm | 2 | 风电 | Onshore | 50 | operating | 2009 |  | Gansu Jieyuan Windpower | 40.1968 | 96.9804 | L100000903633 | G100000904472 | https://www.gem.wiki/Gansu_Yumen_Diwopu_wind_farm | Global Wind Power Tracker - February 2026 |  | 不适用 | 运行参数继承参考Generators_data.csv的风电/光伏设定
1637 | GS | 2 | 甘肃 | Jiuquan | Yumen City | 甘肃玉门黑崖子风电场 | Gansu Yumen Heiyazi (China Nuclear) wind farm | -- | 风电 | Onshore | 50 | operating | 2019 |  | China Nuclear Yumen Heiyazi New Energy | 38.0001 | 102.0001 | L100000903634 | G100000904473 | https://www.gem.wiki/Gansu_Yumen_Heiyazi_(China_Nuclear)_wind_farm | Global Wind Power Tracker - February 2026 |  | 不适用 | 运行参数继承参考Generators_data.csv的风电/光伏设定
1638 | GS | 2 | 甘肃 | Jiuquan | Yumen City | 甘肃玉门黑崖子风电场一期 (华电) | Gansu Yumen Heiyazi (Huadian) wind farm | 1 | 风电 | Onshore | 48 | operating | 2011 |  | Gansu Huadian Yumen Windpower | 40.0525 | 96.9287 | L100000903635 | G100000904474 | https://www.gem.wiki/Gansu_Yumen_Heiyazi_(Huadian)_wind_farm | Global Wind Power Tracker - February 2026 |  | 不适用 | 运行参数继承参考Generators_data.csv的风电/光伏设定
1639 | GS | 2 | 甘肃 | Jiuquan | Yumen City | 甘肃玉门黑崖子风电场二期 (华电) | Gansu Yumen Heiyazi (Huadian) wind farm | 2 | 风电 | Onshore | 48 | operating | 2011 |  | Gansu Huadian Yumen Windpower | 40.0528 | 96.8995 | L100000903635 | G100000904475 | https://www.gem.wiki/Gansu_Yumen_Heiyazi_(Huadian)_wind_farm | Global Wind Power Tracker - February 2026 |  | 不适用 | 运行参数继承参考Generators_data.csv的风电/光伏设定
1640 | GS | 2 | 甘肃 | Jiuquan | Yumen City | 甘肃玉门黑崖子西大型风电机组示范风 电场 | Gansu Yumen Heiyazi West Demonstration wind farm | -- | 风电 | Onshore | 49 | operating | 2014 |  | Gansu Huadian Yumen Windpower | 40.0492 | 96.8608 | L100000903636 | G100000904476 | https://www.gem.wiki/Gansu_Yumen_Heiyazi_West_Demonstration_wind_farm | Global Wind Power Tracker - February 2026 |  | 不适用 | 运行参数继承参考Generators_data.csv的风电/光伏设定
1641 | GS | 2 | 甘肃 | Jiuquan | Yumen City | 酒钢集团智慧电网及新能源玉门红柳泉就地消纳示范项目, 酒钢集团智慧电网及新能源玉门红柳泉就地消纳示范项目 | Gansu Yumen Local Consumption Hongliuquan (Jiugang Steel) wind farm | 1 | 风电 | Onshore | 200 | operating | 2024 | Jiugang Steel Group Co Ltd [100%] |  | 40.751 | 97.826 | L100000919138 | G100000923587 | https://www.gem.wiki/Gansu_Yumen_Local_Consumption_Hongliuquan_(Jiugang_Steel)_wind_farm | Global Wind Power Tracker - February 2026 |  | 不适用 | 运行参数继承参考Generators_data.csv的风电/光伏设定
1642 | GS | 2 | 甘肃 | Jiuquan | Yumen City | 酒钢集团智慧电网及新能源玉门红柳泉就地消纳示范项目, 酒钢集团智慧电网及新能源玉门红柳泉就地消纳示范项目 | Gansu Yumen Local Consumption Hongliuquan (Jiugang Steel) wind farm | 2 | 风电 | Onshore | 400 | operating | 2025 | Jiugang Steel Group Co Ltd [100%] | Jiugang Hongsheng New Energy (Yumen) | 40.3034 | 97.0488 | L100000919138 | G100000923588 | https://www.gem.wiki/Gansu_Yumen_Local_Consumption_Hongliuquan_(Jiugang_Steel)_wind_farm | Global Wind Power Tracker - February 2026 |  | 不适用 | 运行参数继承参考Generators_data.csv的风电/光伏设定
1643 | GS | 2 | 甘肃 | Jiuquan | Yumen City | 甘肃玉门麻黄滩第一风电场AB区 | Gansu Yumen Mahuangtan 1 Area AB wind farm | -- | 风电 | Onshore | 400 | operating | 2014 |  | Gansu Huadian Yumen Windpower | 40.5136 | 97.2734 | L100000903637 | G100000904477 | https://www.gem.wiki/Gansu_Yumen_Mahuangtan_1_Area_AB_wind_farm | Global Wind Power Tracker - February 2026 |  | 不适用 | 运行参数继承参考Generators_data.csv的风电/光伏设定
1644 | GS | 2 | 甘肃 | Jiuquan | Yumen City | 甘肃玉门麻黄滩第一风电场C区 | Gansu Yumen Mahuangtan 1 Area C wind farm | -- | 风电 | Onshore | 200 | operating | 2022 |  | Gansu Yumen Huineng New Energy Development | 40.5864 | 97.3158 | L100000903638 | G100000904478 | https://www.gem.wiki/Gansu_Yumen_Mahuangtan_1_Area_C_wind_farm | Global Wind Power Tracker - February 2026 |  | 不适用 | 运行参数继承参考Generators_data.csv的风电/光伏设定
1645 | GS | 2 | 甘肃 | Jiuquan | Yumen City | 甘肃玉门矿区三十里井子风电场 (中核) | Gansu Yumen Mining District Sanshilijingzi (China Nuclear) wind farm | -- | 风电 | Onshore | 50 | operating | 2013 | China Nuclear Gansu Windpower Co Ltd [100%] |  | 40.2269 | 97.1871 | L100000903639 | G100000904479 | https://www.gem.wiki/Gansu_Yumen_Mining_District_Sanshilijingzi_(China_Nuclear)_wind_farm | Global Wind Power Tracker - February 2026 |  | 不适用 | 运行参数继承参考Generators_data.csv的风电/光伏设定
1646 | GS | 2 | 甘肃 | Jiuquan | Yumen City | 玉门10万千瓦光热+20万千瓦风电+40万千瓦光伏”项目 | Gansu Yumen Photovoltaic/Solar Thermal/Wind/Storage (China Nuclear) complex | Wind | 风电 | Onshore | 200 | operating | 2023 |  | China Nuclear Group Yumen Xin'ao New Energy | 40.533 | 97.425 | L100000919140 | G100000923590 | https://www.gem.wiki/Gansu_Yumen_Photovoltaic/Solar_Thermal/Wind/Storage_(China_Nuclear)_complex | Global Wind Power Tracker - February 2026 |  | 不适用 | 运行参数继承参考Generators_data.csv的风电/光伏设定
1647 | GS | 2 | 甘肃 | Jiuquan | Yumen City | 甘肃玉门桥湾第三北一大型风电机组示范风电场 | Gansu Yumen Qiaowan Number 3 North One wind farm | -- | 风电 | Onshore | 48 | operating | 2015 |  | Huaneng Yumen Windpower | 40.6738 | 96.9601 | L100000903615 | G100000904452 | https://www.gem.wiki/Gansu_Yumen_Qiaowan_Number_3_North_One_wind_farm | Global Wind Power Tracker - February 2026 |  | 不适用 | 运行参数继承参考Generators_data.csv的风电/光伏设定
1648 | GS | 2 | 甘肃 | Jiuquan | Yumen City | 甘肃玉门瓜州桥湾第三风电场南 | Gansu Yumen Qiaowan Number 3 Sout wind farm | -- | 风电 | Onshore | 99 | operating | 2011 | China Power International Development Co Ltd [100%] | Gansu China Power Qiaowan Windpower | 38.0001 | 102.0001 | L100000903614 | G100000904451 | https://www.gem.wiki/Gansu_Yumen_Qiaowan_Number_3_Sout_wind_farm | Global Wind Power Tracker - February 2026 |  | 不适用 | 运行参数继承参考Generators_data.csv的风电/光伏设定
1649 | GS | 2 | 甘肃 | Jiuquan | Yumen City | 甘肃玉门桥湾第 三南一大型风电机组示范风电场 | Gansu Yumen Qiaowan Number 3 South One Large Wind Turbine Demonstration wind farm | -- | 风电 | Onshore | 20 | operating | 2013 |  | Gansu China Power Jiuquan #5 Windpower | 38.0001 | 102.0001 | L100000903616 | G100000904453 | https://www.gem.wiki/Gansu_Yumen_Qiaowan_Number_3_South_One_Large_Wind_Turbine_Demonstration_wind_farm | Global Wind Power Tracker - February 2026 |  | 不适用 | 运行参数继承参考Generators_data.csv的风电/光伏设定
1650 | GS | 2 | 甘肃 | Jiuquan | Yumen City | 甘肃玉门七墩滩第一风电场A区 | Gansu Yumen Qiduntan 1 Area A wind farm | -- | 风电 | Onshore | 201 | operating | 2021 |  | China Nuclear Yumen Qiduntan Windpower | 38.0001 | 102.0001 | L100000903640 | G100000904480 | https://www.gem.wiki/Gansu_Yumen_Qiduntan_1_Area_A_wind_farm | Global Wind Power Tracker - February 2026 |  | 不适用 | 运行参数继承参考Generators_data.csv的风电/光伏设定
1651 | GS | 2 | 甘肃 | Jiuquan | Yumen City | 甘肃玉门七墩滩第一风电场B区 | Gansu Yumen Qiduntan 1 Area B wind farm | -- | 风电 | Onshore | 201 | operating | 2021 |  | China Nuclear Yumen Qiduntan Windpower | 40.4698 | 97.3354 | L100000903641 | G100000904481 | https://www.gem.wiki/Gansu_Yumen_Qiduntan_1_Area_B_wind_farm | Global Wind Power Tracker - February 2026 |  | 不适用 | 运行参数继承参考Generators_data.csv的风电/光伏设定
1652 | GS | 2 | 甘肃 | Jiuquan | Yumen City | 甘肃玉门七墩滩第一风电场C区 | Gansu Yumen Qiduntan 1 Area C wind farm | -- | 风电 | Onshore | 202 | operating | 2022 | Longyuan Gansu Jieyuan Windpower Co Ltd [100%] |  | 38.0001 | 102.0001 | L100000903642 | G100000904482 | https://www.gem.wiki/Gansu_Yumen_Qiduntan_1_Area_C_wind_farm | Global Wind Power Tracker - February 2026 |  | 不适用 | 运行参数继承参考Generators_data.csv的风电/光伏设定
1653 | GS | 2 | 甘肃 | Jiuquan | Yumen City | 甘肃玉门三十里井子南风 电场 | Gansu Yumen Sanshilijingzi South wind farm | -- | 风电 | Onshore | 32 | operating | 2013 |  | Gansu Jieyuan Windpower | 40.2184 | 97.1625 | L100000903645 | G100000904485 | https://www.gem.wiki/Gansu_Yumen_Sanshilijingzi_South_wind_farm | Global Wind Power Tracker - February 2026 |  | 不适用 | 运行参数继承参考Generators_data.csv的风电/光伏设定
1654 | GS | 2 | 甘肃 | Jiuquan | Yumen City | 甘肃玉门三十里井子北二风电场 | Gansu Yumen Sanshilingzi North 2 wind farm | -- | 风电 | Onshore | 48 | operating | 2014 |  | China Offshore Oil New Energy Yumen Windpower | 40.2661 | 97.1651 | L100000903644 | G100000904484 | https://www.gem.wiki/Gansu_Yumen_Sanshilingzi_North_2_wind_farm | Global Wind Power Tracker - February 2026 |  | 不适用 | 运行参数继承参考Generators_data.csv的风电/光伏设定
1655 | GS | 2 | 甘肃 | Jiuquan | Yumen City | 甘肃玉门玉新风电场 | Gansu Yumen Yuxin wind farm | -- | 风电 | Onshore | 50 | operating | 2011 |  | Gansu Jieyuan Windpower | 40.1521 | 96.9655 | L100000903646 | G100000904486 | https://www.gem.wiki/Gansu_Yumen_Yuxin_wind_farm | Global Wind Power Tracker - February 2026 |  | 不适用 | 运行参数继承参考Generators_data.csv的风电/光伏设定
1656 | GS | 2 | 甘肃 | Tianshui | Zhangjiachuan | 张家川天源风电有限公司张家川49.5兆瓦风电场项目 | Gansu Zhangjiachuan wind farm | 1 | 风电 | Onshore | 50 | operating | 2016 | China Three Gorges Renewables (Group) Co Ltd [100%] | Zhangjiachuan Tianyuan Wind Power | 35.1224 | 106.2928 | L100000904745 | G100000905835 | https://www.gem.wiki/Gansu_Zhangjiachuan_wind_farm | Global Wind Power Tracker - February 2026 |  | 不适用 | 运行参数继承参考Generators_data.csv的风电/光伏设定
1657 | GS | 2 | 甘肃 | Tianshui | Zhangjiachuan | 天源张家川风电场二期工程 | Gansu Zhangjiachuan wind farm | 2 | 风电 | Onshore | 50 | operating | 2023 | China Three Gorges Renewables (Group) Co Ltd [100%] | Zhangjiachuan Tianyuan Wind Power | 34.9892 | 106.1873 | L100000904745 | G100000921561 | https://www.gem.wiki/Gansu_Zhangjiachuan_wind_farm | Global Wind Power Tracker - February 2026 |  | 不适用 | 运行参数继承参考Generators_data.csv的风电/光伏设定
1658 | GS | 2 | 甘肃 | Zhangye | Ganzhou District | 甘肃张掖甘州平山湖风电场一期 | Gansu Zhangye Pingshanhu wind farm | 1 | 风电 | Onshore | 50 | operating | 2013 |  | Longyuan Zhangye New Energy | 39.3436 | 100.7964 | L100000903660 | G100000904503 | https://www.gem.wiki/Gansu_Zhangye_Pingshanhu_wind_farm | Global Wind Power Tracker - February 2026 |  | 不适用 | 运行参数继承参考Generators_data.csv的风电/光伏设定
1659 | GS | 2 | 甘肃 | Zhangye | Ganzhou District | 甘肃张掖平山湖风电场二期 | Gansu Zhangye Pingshanhu wind farm | 2 | 风电 | Onshore | 50 | operating | 2015 | Longyuan (Jiuquan) Windpower CO LTD Zhangye Branch [100%] |  | 39.3514 | 100.8328 | L100000903660 | G100000904504 | https://www.gem.wiki/Gansu_Zhangye_Pingshanhu_wind_farm | Global Wind Power Tracker - February 2026 |  | 不适用 | 运行参数继承参考Generators_data.csv的风电/光伏设定
1660 | QH | 3 | 青海 | Hainan AP | Xinghai | 班多水电站 | Banduo hydroelectric plant | 3 x 120 MW | 水电 | conventional storage | 360 | operating | 2010 | State Power Investment Group Upper Yellow River Hydropower Development Co Ltd [100%] | Qinghai Yellow River Upstream Hydropower Development CO LTD Banduo Power Generation Branch | 35.3103 | 100.2742 | L100000600608 | G100000600610 | https://www.gem.wiki/Banduo_hydroelectric_plant | Global Hydropower Tracker - March 2026 |  | 不适用 | 按参考表的常规水电设定，Existing_Cap_MWh等于Existing_Cap_MW
1661 | QH | 3 | 青海 | Haidong | Minhe | 大河家水电站 | Dahejia hydroelectric plant | 4 x 35.5 MW | 水电 | conventional storage | 142 | operating | 2018 | Qinghai Sanjiang Hydropower Development Co Ltd [100%] | Qinghai Sanjiang Hydropower Development CO LTD Dahejia Branch | 35.8369 | 102.7503 | L100000600677 | G100000600679 | https://www.gem.wiki/Dahejia_hydroelectric_plant | Global Hydropower Tracker - March 2026 |  | 不适用 | 按参考表的常规水电设定，Existing_Cap_MWh等于Existing_Cap_MW
1662 | QH | 3 | 青海 | Huangnan AP | Henan | 尕孔水电站 | Gakong hydroelectric plant | 3 | 水电 | run-of-river | 30 | operating |  |  | Henan County Fuqiang Power Industry | 34.525 | 101.2045 | L100001062709 | G100001072042 | https://www.gem.wiki/Gakong_hydroelectric_plant | Global Hydropower Tracker - March 2026 |  | 不适用 | 按参考表的常规水电设定，Existing_Cap_MWh等于Existing_Cap_MW
1663 | QH | 3 | 青海 | Hainan AP | Xinghai | 尕曲水电站 | Gequ hydroelectric plant | 2 x 40 MW | 水电 | conventional and run-of-river | 80 | operating | 2016 |  | Xinghai Gaqu Hydropower Development | 35.318 | 100.1977 | L100001062705 | G100001072039 | https://www.gem.wiki/Gequ_hydroelectric_plant | Global Hydropower Tracker - March 2026 |  | 不适用 | 按参考表的常规水电设定，Existing_Cap_MWh等于Existing_Cap_MW
1664 | QH | 3 | 青海 | Huangnan AP | Jainca | 公伯峡水电站 | Gongboxia hydroelectric plant | 5 x 300 MW | 水电 | conventional storage | 1500 | operating | 2004 | State Power Investment Group Upper Yellow River Hydropower Development Co Ltd [100%] | Qinghai Yellow River Upstream Hydropower Development CO LTD Gongboxia Power Generation Branch | 35.8782 | 102.2317 | L100000600771 | G100000600775 | https://www.gem.wiki/Gongboxia_hydroelectric_plant | Global Hydropower Tracker - March 2026 |  | 不适用 | 按参考表的常规水电设定，Existing_Cap_MWh等于Existing_Cap_MW
1665 | QH | 3 | 青海 | Haidong | Xunhua | 黄丰水电站 | Huangfeng hydroelectric plant | 5 x 45 MW | 水电 | conventional storage | 225 | operating | 2015 | Qinghai Sanjiang Hydropower Development Co Ltd [100%] | Qinghai Sanjiang Hydropower Development CO LTD Huangfeng Branch | 35.8743 | 102.4357 | L100000600837 | G100000600842 | https://www.gem.wiki/Huangfeng_hydroelectric_plant | Global Hydropower Tracker - March 2026 |  | 不适用 | 按参考表的常规水电设定，Existing_Cap_MWh等于Existing_Cap_MW
1666 | QH | 3 | 青海 | Haidong | Huzhu | 金沙峡水电站 | Jinshaxia hydroelectric plant | 3 x 20 MW ; 1 x 10 MW | 水电 | run-of-river | 70 | operating | 2007 | China Power Investment Corporation Yellow River Middle and Upper Reaches Hydropower Development CO LTD |  | 36.8704 | 102.5908 | L100001042809 | G100001048118 | https://www.gem.wiki/Jinshaxia_hydroelectric_plant | Global Hydropower Tracker - March 2026 |  | 不适用 | 按参考表的常规水电设定，Existing_Cap_MWh等于Existing_Cap_MW
1667 | QH | 3 | 青海 | Haidong | Xunhua | 积石峡水电站 | Jishixia hydroelectric plant | 3 x 340 MW | 水电 | conventional storage | 1020 | operating | 2010 | State Power Investment Group Upper Yellow River Hydropower Development Co Ltd [100%] | State Power Investment Group Upper Yellow River Hydropower Development | 35.8242 | 102.7057 | L100000600900 | G100000600907 | https://www.gem.wiki/Jishixia_hydroelectric_plant | Global Hydropower Tracker - March 2026 |  | 不适用 | 按参考表的常规水电设定，Existing_Cap_MWh等于Existing_Cap_MW
1668 | QH | 3 | 青海 | Huangnan AP | Jainca | 康扬水电站 | Kangyang hydroelectric plant | 7 x 40.75 MW | 水电 | conventional storage | 285 | operating | 2007 | Qinghai Sanjiang Hydropower Development Co Ltd [100%] | Qinghai Chengyang Hydropower | 36.0569 | 101.9458 | L100000600912 | G100000600919 | https://www.gem.wiki/Kangyang_hydroelectric_plant | Global Hydropower Tracker - March 2026 |  | 不适用 | 按参考表的常规水电设定，Existing_Cap_MWh等于Existing_Cap_MW
1669 | QH | 3 | 青海 | Hainan AP | Guide | 拉西瓦水电站 | Laxiwa hydroelectric plant | 6 x 700 MW | 水电 | conventional storage | 4200 | operating | 2010 | State Power Investment Group Upper Yellow River Hydropower Development Co Ltd [100%] | Laxiwa Power Generation Branch of Qinghai Upper Yellow River Hydropower Development | 36.0691 | 101.1873 | L100000600930 | G100000600937 | https://www.gem.wiki/Laxiwa_hydroelectric_plant | Global Hydropower Tracker - March 2026 |  | 不适用 | 按参考表的常规水电设定，Existing_Cap_MWh等于Existing_Cap_MW
1670 | QH | 3 | 青海 | Huangnan AP | Jainca | 李家峡水电站 | Lijiaxia hydroelectric plant | 5 x 400 MW | 水电 | conventional storage | 2000 | operating | 2023 | State Power Investment Group Upper Yellow River Hydropower Development Co Ltd [100%] | Qinghai Yellow River Upstream Hydropower Development CO LTD Lijiaxia Power Generation Branch | 36.1186 | 101.8088 | L100000600949 | G100000600957 | https://www.gem.wiki/Lijiaxia_hydroelectric_plant | Global Hydropower Tracker - March 2026 |  | 不适用 | 按参考表的常规水电设定，Existing_Cap_MWh等于Existing_Cap_MW
1671 | QH | 3 | 青海 | Hainan AP | Gonghe | 龙羊峡水电站 | Longyangxia hydroelectric plant | 4 x 320 MW | 水电 | conventional storage | 1280 | operating | 1987 | State Power Investment Group Upper Yellow River Hydropower Development Co Ltd [100%] | Qinghai Yellow River Upstream Hydropower Development CO LTD Longyangxia Power Generation Branch | 36.1231 | 100.9196 | L100000600987 | G100000600997 | https://www.gem.wiki/Longyangxia_hydroelectric_plant | Global Hydropower Tracker - March 2026 |  | 不适用 | 按参考表的常规水电设定，Existing_Cap_MWh等于Existing_Cap_MW
1672 | QH | 3 | 青海 | Golog AP | Maqên | 玛尔挡水电站 | Maerdang hydroelectric plant | 4 x 550 MW; 1 x 120 MW | 水电 | conventional storage | 2320 | operating | 2024 | National Energy Group Qinghai Electric Power Co Ltd [100%] | Guoneng Qinghai Yellow River Ma'erdang Hydropower Development | 34.6813 | 100.6378 | L100000601003 | G100000601013 | https://www.gem.wiki/Maerdang_hydroelectric_plant | Global Hydropower Tracker - March 2026 |  | 不适用 | 按参考表的常规水电设定，Existing_Cap_MWh等于Existing_Cap_MW
1673 | QH | 3 | 青海 | Hainan AP | Xinghai | 莫多水电站 | Moduo hydroelectric plant | 2 x 24 MW | 水电 | conventional and run-of-river | 48 | operating | 2010 |  | Qinghai Xinghai Moduo Hydropower CO LTD | 35.3195 | 100.1605 | L100001022980 | G100001027185 | https://www.gem.wiki/Moduo_hydroelectric_plant | Global Hydropower Tracker - March 2026 |  | 不适用 | 按参考表的常规水电设定，Existing_Cap_MWh等于Existing_Cap_MW
1674 | QH | 3 | 青海 | Haibei AP | Menyuan | 纳子峡水电站 | Nazixia hydroelectric plant |  | 水电 | conventional storage | 87 | operating | 2014 | State Power Investment Group Upper Yellow River Hydropower Development Co Ltd [100%] | Qinghai Yellow River Medium Type Hydropower Development | 37.5974 | 103.1533 | L100000601041 | G100000601051 | https://www.gem.wiki/Nazixia_hydroelectric_plant | Global Hydropower Tracker - March 2026 |  | 不适用 | 按参考表的常规水电设定，Existing_Cap_MWh等于Existing_Cap_MW
1675 | QH | 3 | 青海 | Hainan AP | Guide | 尼那水电站 | Nina hydroelectric plant | 4 x 40 MW | 水电 | conventional storage | 160 | operating | 2003 | Power China Sinohydro Engineering Bureau 4 Co Ltd [100%] | China Water Resources and Hydropower Fourth Engineering Bureau CO LTD Nina Power Plant | 36.0627 | 101.2674 | L100000601044 | G100000601054 | https://www.gem.wiki/Nina_hydroelectric_plant | Global Hydropower Tracker - March 2026 |  | 不适用 | 按参考表的常规水电设定，Existing_Cap_MWh等于Existing_Cap_MW
1676 | QH | 3 | 青海 | Haidong AP | Huzhu | 青岗峡水电站 | Qinggangxia hydroelectric plant | 3 x 12.5 MW; 1 x 6.3 MW | 水电 | run-of-river | 44 | operating | 2007 | Yellow River Upper Reaches Hydropower Development Haibei Branch Co Ltd | Qinghai Datonghe Hydropower Development | 36.956 | 102.4777 | L100001062701 | G100001072035 | https://www.gem.wiki/Qinggangxia_hydroelectric_plant | Global Hydropower Tracker - March 2026 |  | 不适用 | 按参考表的常规水电设定，Existing_Cap_MWh等于Existing_Cap_MW
1677 | QH | 3 | 青海 | Haibei AP | Menyuan | 青海江源水电站 | Qinghai Jiangyuan hydroelectric plant | 3 x 14 MW | 水电 | conventional and run-of-river | 42 | operating |  |  |  | 37.037 | 102.028 | L100001054649 | G100001062541 | https://www.gem.wiki/Qinghai_Jiangyuan_hydroelectric_plant | Global Hydropower Tracker - March 2026 |  | 不适用 | 按参考表的常规水电设定，Existing_Cap_MWh等于Existing_Cap_MW
1678 | QH | 3 | 青海 | Golog AP | Maqên | 玛沁县格曲二级水电站 | Qinghai Maqin Gequ Level 2 hydroelectric plant |  | 水电 | conventional and run-of-river | 48 | operating | 2016 |  | Zhejiang Jiangneng Construction CO LTD | 34.843 | 100.2255 | L100001022979 | G100001027184 | https://www.gem.wiki/Qinghai_Maqin_Gequ_Level_2_hydroelectric_plant | Global Hydropower Tracker - March 2026 |  | 不适用 | 按参考表的常规水电设定，Existing_Cap_MWh等于Existing_Cap_MW
1679 | QH | 3 | 青海 | Haibei AP | Menyuan | “引大济湟”石头峡水电站 | Shitouxia hydroelectric plant |  | 水电 | conventional and run-of-river | 100 | operating | 2016 | Qinghai Provincial Water Resources and Hydropower Group Co Ltd | Qinghai Yinda Jihuang Hydropower Construction | 37.4915 | 101.2976 | L100001062688 | G100001072021 | https://www.gem.wiki/Shitouxia_hydroelectric_plant | Global Hydropower Tracker - March 2026 |  | 不适用 | 按参考表的常规水电设定，Existing_Cap_MWh等于Existing_Cap_MW
1680 | QH | 3 | 青海 | Haidong | Hualong | 苏只水电站 | Suzhi hydroelectric plant | 3 x 75 MW | 水电 | conventional storage | 225 | operating | 2005 | State Power Investment Group Upper Yellow River Hydropower Development Co Ltd [100%] |  | 35.8915 | 102.327 | L100000601178 | G100000601192 | https://www.gem.wiki/Suzhi_hydroelectric_plant | Global Hydropower Tracker - March 2026 |  | 不适用 | 按参考表的常规水电设定，Existing_Cap_MWh等于Existing_Cap_MW
1681 | QH | 3 | 青海 | Haixi AP | Golmud City | 小干沟水电站 | Xiaogangou hydroelectric plant | 4 x 8 MW | 水电 | conventional and run-of-river | 32 | operating | 1991 | Qinghai Golmud Hydropower Co Ltd |  | 36.1029 | 94.8057 | L100001062678 | G100001072012 | https://www.gem.wiki/Xiaogangou_hydroelectric_plant | Global Hydropower Tracker - March 2026 |  | 不适用 | 按参考表的常规水电设定，Existing_Cap_MWh等于Existing_Cap_MW
1682 | QH | 3 | 青海 | Haibei AP | Menyuan | 雪龙滩水电厂 | Xuelongtan hydroelectric plant |  | 水电 | run-of-river | 25 | operating | 1997 | Qinghai Hydropower (group) Co Ltd |  | 37.2439 | 102.0002 | L100001062696 | G100001072028 | https://www.gem.wiki/Xuelongtan_hydroelectric_plant | Global Hydropower Tracker - March 2026 |  | 不适用 | 按参考表的常规水电设定，Existing_Cap_MWh等于Existing_Cap_MW
1683 | QH | 3 | 青海 | Hainan AP | Xinghai | 羊曲水电站 | Yangqu hydroelectric plant | 3 x 400 MW | 水电 | conventional storage | 1200 | operating | 2024 | State Power Investment Group Upper Yellow River Hydropower Development Co Ltd [100%] |  | 35.5095 | 100.1459 | L100000601329 | G100000601346 | https://www.gem.wiki/Yangqu_hydroelectric_plant | Global Hydropower Tracker - March 2026 |  | 不适用 | 按参考表的常规水电设定，Existing_Cap_MWh等于Existing_Cap_MW
1684 | QH | 3 | 青海 | Haibei AP | Menyuan | 玉龙滩水电厂 | Yulongtan hydroelectric plant |  | 水电 | run-of-river | 25 | operating | 2006 | Qinghai Hydropower (group) Co Ltd |  | 37.1719 | 102.1986 | L100001062693 | G100001072027 | https://www.gem.wiki/Yulongtan_hydroelectric_plant | Global Hydropower Tracker - March 2026 |  | 不适用 | 按参考表的常规水电设定，Existing_Cap_MWh等于Existing_Cap_MW
1685 | QH | 3 | 青海 | Huangnan AP | Jainca | 直岗拉卡水电站 | Zhiganglaka hydroelectric plant | 5 x 38 MW | 水电 | conventional storage | 190 | operating | 2014 | Datang Qinghai Energy Development Co Ltd [100%] | Qinghai Datang International Zhiganglaka Hydropower Development | 36.1121 | 101.8734 | L100000601379 | G100000601396 | https://www.gem.wiki/Zhiganglaka_hydroelectric_plant | Global Hydropower Tracker - March 2026 |  | 不适用 | 按参考表的常规水电设定，Existing_Cap_MWh等于Existing_Cap_MW
1686 | QH | 3 | 青海 | Xining | Huangzhong | 国家电投黄河上游水电开发公司西宁火电厂 | CPI Xining power station | Unit 1 | 煤电 | ultra-supercritical | 660 | operating | 2015 | Qinghai Huanghe Hydropower Development Co Ltd [100%] | Qinghai Huanghe Hydropower Development Co Ltd [100.0%] | 36.5843 | 101.4931 | L100000101229 | G100000111149 | https://www.gem.wiki/CPI_Xining_power_station | Global Coal Plant Tracker - January 2026 | yes | GEM Heat rate (Btu/kWh) ÷ 1000 | 热耗率来自GEM；其余运行参数继承参考Generators_data.csv的煤电设定
1687 | QH | 3 | 青海 | Xining | Huangzhong | 国家电投黄河上游水电开发公司西宁火电厂 | CPI Xining power station | Unit 2 | 煤电 | ultra-supercritical | 660 | operating | 2016 | Qinghai Huanghe Hydropower Development Co Ltd [100%] | Qinghai Huanghe Hydropower Development Co Ltd [100.0%] | 36.5843 | 101.4931 | L100000101229 | G100000111150 | https://www.gem.wiki/CPI_Xining_power_station | Global Coal Plant Tracker - January 2026 | yes | GEM Heat rate (Btu/kWh) ÷ 1000 | 热耗率来自GEM；其余运行参数继承参考Generators_data.csv的煤电设定
1688 | QH | 3 | 青海 | Xining | Huangzhong | 华能西宁热电厂 | Huaneng Xining power station | Unit 1 | 煤电 | supercritical | 350 | operating | 2015 | Yellow River Xining Thermal Power Co Ltd [100%] | State Power Investment Corp Ltd [85.3%]; Qinghai Development Investment Co Ltd [9.4%]; unknown [5.3%] | 36.6288 | 101.6288 | L100000101221 | G100000104561 | https://www.gem.wiki/Huaneng_Xining_power_station | Global Coal Plant Tracker - January 2026 | yes | GEM Heat rate (Btu/kWh) ÷ 1000 | 热耗率来自GEM；其余运行参数继承参考Generators_data.csv的煤电设定
1689 | QH | 3 | 青海 | Xining | Huangzhong | 华能西宁热电厂 | Huaneng Xining power station | Unit 2 | 煤电 | supercritical | 350 | operating | 2016 | Yellow River Xining Thermal Power Co Ltd [100%] | State Power Investment Corp Ltd [85.3%]; Qinghai Development Investment Co Ltd [9.4%]; unknown [5.3%] | 36.6288 | 101.6288 | L100000101221 | G100000104562 | https://www.gem.wiki/Huaneng_Xining_power_station | Global Coal Plant Tracker - January 2026 | yes | GEM Heat rate (Btu/kWh) ÷ 1000 | 热耗率来自GEM；其余运行参数继承参考Generators_data.csv的煤电设定
1690 | QH | 3 | 青海 | Xining | Datong | 青海省投资集团桥头铝电公司发电厂 | Qiaotou power station | Phase I Unit 7 | 煤电 | subcritical | 135 | operating | 2007 | Qinghai Qiaotou Power Generation Co Ltd [100%] | Qinghai Provincial Investment Group Co Ltd [100.0%] | 36.9147 | 101.7062 | L100000101222 | G100000108290 | https://www.gem.wiki/Qiaotou_power_station | Global Coal Plant Tracker - January 2026 |  | GEM Heat rate (Btu/kWh) ÷ 1000 | 热耗率来自GEM；其余运行参数继承参考Generators_data.csv的煤电设定
1691 | QH | 3 | 青海 | Xining | Datong | 青海省投资集团桥头铝电公司发电厂 | Qiaotou power station | Phase I Unit 8 | 煤电 | subcritical | 135 | operating | 2007 | Qinghai Qiaotou Power Generation Co Ltd [100%] | Qinghai Provincial Investment Group Co Ltd [100.0%] | 36.9147 | 101.7062 | L100000101222 | G100000108291 | https://www.gem.wiki/Qiaotou_power_station | Global Coal Plant Tracker - January 2026 |  | GEM Heat rate (Btu/kWh) ÷ 1000 | 热耗率来自GEM；其余运行参数继承参考Generators_data.csv的煤电设定
1692 | QH | 3 | 青海 | Xining | Datong | 青海省投资集团桥头铝电公司发电厂 | Qiaotou power station | Phase II Unit 6 | 煤电 | ultra-supercritical | 660 | operating | 2025 | Qinghai Qiaotou Power Generation Co Ltd [100%] | Qinghai Provincial Investment Group Co Ltd [100.0%] | 36.9064 | 101.7151 | L100000101222 | G100000108283 | https://www.gem.wiki/Qiaotou_power_station | Global Coal Plant Tracker - January 2026 |  | GEM Heat rate (Btu/kWh) ÷ 1000 | 热耗率来自GEM；其余运行参数继承参考Generators_data.csv的煤电设定
1693 | QH | 3 | 青海 | Xining | Datong | 青海省投资集团桥头铝电公司发电厂 | Qiaotou power station | Phase II Unit 7 | 煤电 | ultra-supercritical | 660 | operating | 2025 | Qinghai Qiaotou Power Generation Co Ltd [100%] | Qinghai Provincial Investment Group Co Ltd [100.0%] | 36.9064 | 101.7151 | L100000101222 | G100000108284 | https://www.gem.wiki/Qiaotou_power_station | Global Coal Plant Tracker - January 2026 |  | GEM Heat rate (Btu/kWh) ÷ 1000 | 热耗率来自GEM；其余运行参数继承参考Generators_data.csv的煤电设定
1694 | QH | 3 | 青海 | Xining | Datong | 华电青海大通发电厂 | Qinghai Datong power station | Unit 1 | 煤电 | subcritical | 300 | operating | 2006 | Huanghe Datong Power Generation Co Ltd [100%] | State Power Investment Corp Ltd [85.2%]; China Construction Bank Corp [6.4%]; unknown [5.3%]; Hefei Xingtai Financial Holdings (Group) Co Ltd [3.1%] | 36.9017 | 101.7145 | L100000101223 | G100000108310 | https://www.gem.wiki/Qinghai_Datong_power_station | Global Coal Plant Tracker - January 2026 | yes | GEM Heat rate (Btu/kWh) ÷ 1000 | 热耗率来自GEM；其余运行参数继承参考Generators_data.csv的煤电设定
1695 | QH | 3 | 青海 | Xining | Datong | 华电青海大通发电厂 | Qinghai Datong power station | Unit 2 | 煤电 | subcritical | 300 | operating | 2006 | Huanghe Datong Power Generation Co Ltd [100%] | State Power Investment Corp Ltd [85.2%]; China Construction Bank Corp [6.4%]; unknown [5.3%]; Hefei Xingtai Financial Holdings (Group) Co Ltd [3.1%] | 36.9017 | 101.7145 | L100000101223 | G100000108311 | https://www.gem.wiki/Qinghai_Datong_power_station | Global Coal Plant Tracker - January 2026 | yes | GEM Heat rate (Btu/kWh) ÷ 1000 | 热耗率来自GEM；其余运行参数继承参考Generators_data.csv的煤电设定
1696 | QH | 3 | 青海 | Haibei |  | 海北煤业西海发电厂 | Xihai-2 power station | Unit 1 | 煤电 | subcritical | 135 | operating | 2007 | Tanghu Branch of Qinghai Ningbei Power Generation Co Ltd [100%] | Qinghai Provincial Investment Group Co Ltd [100.0%] | 36.9743 | 100.9098 | L100000101228 | G100000111103 | https://www.gem.wiki/Xihai-2_power_station | Global Coal Plant Tracker - January 2026 | yes | GEM Heat rate (Btu/kWh) ÷ 1000 | 热耗率来自GEM；其余运行参数继承参考Generators_data.csv的煤电设定
1697 | QH | 3 | 青海 | Haibei |  | 海北煤业西海发电厂 | Xihai-2 power station | Unit 2 | 煤电 | subcritical | 135 | operating | 2007 | Tanghu Branch of Qinghai Ningbei Power Generation Co Ltd [100%] | Qinghai Provincial Investment Group Co Ltd [100.0%] | 36.9743 | 100.9098 | L100000101228 | G100000111104 | https://www.gem.wiki/Xihai-2_power_station | Global Coal Plant Tracker - January 2026 | yes | GEM Heat rate (Btu/kWh) ÷ 1000 | 热耗率来自GEM；其余运行参数继承参考Generators_data.csv的煤电设定
1698 | QH | 3 | 青海 | Haixi AP | Golmud City | 北控绿产（青海）新能源股份有限公司格尔木市职业技术学校10兆瓦一期5兆瓦屋顶光伏发电项目 | Beijing Enterprises Green Products New Energy Golmud Vocational and Technical School solar project | -- | 光伏 | PV | 5 | operating | 2017 |  |  | 36.4166 | 94.8833 | L100001010805 | G100001012177 | https://www.gem.wiki/Beijing_Enterprises_Green_Products_New_Energy_Golmud_Vocational_and_Technical_School_solar_project | Global Solar Power Tracker - February 2026 |  | 不适用 | 运行参数继承参考Generators_data.csv的风电/光伏设定
1699 | QH | 3 | 青海 | Haixi AP | Delingha City | 中节能德令哈一期10兆瓦光伏电站 | CECEP Delingha solar project | -- | 光伏 | PV | 10 | operating | 2013 |  |  | 37.3693 | 97.3607 | L100001010917 | G100001012289 | https://www.gem.wiki/CECEP_Delingha_solar_project | Global Solar Power Tracker - February 2026 |  | 不适用 | 运行参数继承参考Generators_data.csv的风电/光伏设定
1700 | QH | 3 | 青海 | Haixi AP | Golmud City | 中节能锡铁山一期10兆瓦光伏电站 | CECEP Xitieshan solar project | -- | 光伏 | PV | 10 | operating | 2011 |  |  | 36.4166 | 94.8833 | L100001010933 | G100001012305 | https://www.gem.wiki/CECEP_Xitieshan_solar_project | Global Solar Power Tracker - February 2026 |  | 不适用 | 运行参数继承参考Generators_data.csv的风电/光伏设定
1701 | QH | 3 | 青海 | Xining | Chengbei District | 西宁市经济开发区2MWp荒坡并网光伏电站示范项目 | Chengbei District solar project | -- | 光伏 | PV | 2 | operating | 2016 |  |  | 36.6695 | 101.7253 | L100001011122 | G100001012494 | https://www.gem.wiki/Chengbei_District_solar_project | Global Solar Power Tracker - February 2026 |  | 不适用 | 运行参数继承参考Generators_data.csv的风电/光伏设定
1702 | QH | 3 | 青海 | Hainan AP | Gonghe | 科士达共和二期10兆瓦光伏电站 | Costa Republic solar project | -- | 光伏 | PV | 10 | operating | 2013 |  |  | 36.2830 | 100.6200 | L100001011253 | G100001012626 | https://www.gem.wiki/Costa_Republic_solar_project | Global Solar Power Tracker - February 2026 |  | 不适用 | 运行参数继承参考Generators_data.csv的风电/光伏设定
1703 | QH | 3 | 青海 | Hainan AP | Gonghe | 科士达共和一期10兆瓦光伏电站 | Costar Republic solar project | -- | 光伏 | PV | 10 | operating | 2013 |  |  | 36.2830 | 100.6200 | L100001011254 | G100001012627 | https://www.gem.wiki/Costar_Republic_solar_project | Global Solar Power Tracker - February 2026 |  | 不适用 | 运行参数继承参考Generators_data.csv的风电/光伏设定
1704 | QH | 3 | 青海 | Haidong | Minhe | 民和县10兆瓦国家光伏扶贫项目 | County National poverty alleviation solar project | -- | 光伏 | PV | 10 | operating | 2017 |  |  | 36.1562 | 102.7747 | L100001011257 | G100001012630 | https://www.gem.wiki/County_National_poverty_alleviation_solar_project | Global Solar Power Tracker - February 2026 |  | 不适用 | 运行参数继承参考Generators_data.csv的风电/光伏设定
1705 | QH | 3 | 青海 | Xining | Datong | 大通县5MW温棚屋顶智能光伏电站项目 | Datong County greenhouse smart solar project | -- | 光伏 | PV | 5 | operating | 2017 |  |  | 37.1448 | 101.4607 | L100001011335 | G100001012708 | https://www.gem.wiki/Datong_County_greenhouse_smart_solar_project | Global Solar Power Tracker - February 2026 |  | 不适用 | 运行参数继承参考Generators_data.csv的风电/光伏设定
1706 | QH | 3 | 青海 | Haixi AP | Delingha City | 德令哈鑫青新能源有限公司德令哈工业园科技创新孵化基地、综合产业区创业基地6兆瓦屋顶分布式并网项目 | Delingha City solar project | -- | 光伏 | PV | 6 | operating | 2017 |  |  | 37.3699 | 97.3615 | L100001011345 | G100001012718 | https://www.gem.wiki/Delingha_City_solar_project | Global Solar Power Tracker - February 2026 |  | 不适用 | 运行参数继承参考Generators_data.csv的风电/光伏设定
1707 | QH | 3 | 青海 | Haixi AP | Delingha City | 德令哈光科光伏新能源有限公司德令哈10兆瓦并网光伏发电项目 | Delingha Guangke Photovoltaic New Energy Delingha solar project | -- | 光伏 | PV | 10 | operating | 2017 |  |  | 37.3693 | 97.3607 | L100001011346 | G100001012719 | https://www.gem.wiki/Delingha_Guangke_Photovoltaic_New_Energy_Delingha_solar_project | Global Solar Power Tracker - February 2026 |  | 不适用 | 运行参数继承参考Generators_data.csv的风电/光伏设定
1708 | QH | 3 | 青海 | Haixi AP | Delingha City | 德令哈阳光能源电力有限公司德令哈市10兆瓦并网光伏发电项目 | Delingha Sunshine Energy Power Delingha City solar project | -- | 光伏 | PV | 10 | operating | 2016 |  |  | 37.3693 | 97.3607 | L100001011347 | G100001012720 | https://www.gem.wiki/Delingha_Sunshine_Energy_Power_Delingha_City_solar_project | Global Solar Power Tracker - February 2026 |  | 不适用 | 运行参数继承参考Generators_data.csv的风电/光伏设定
1709 | QH | 3 | 青海 | Haixi AP | Delingha City | 德令哈鑫青新能源有限公司柴达木绿色产业园4兆瓦屋顶分布式并网项目 | Delingha Xinqing New Energy Qaidam Green Industrial Park connection solar project | -- | 光伏 | PV | 4 | operating | 2017 |  |  | 37.3699 | 97.3615 | L100001011348 | G100001012721 | https://www.gem.wiki/Delingha_Xinqing_New_Energy_Qaidam_Green_Industrial_Park_connection_solar_project | Global Solar Power Tracker - February 2026 |  | 不适用 | 运行参数继承参考Generators_data.csv的风电/光伏设定
1710 | QH | 3 | 青海 |  |  |  | DhSP A solar project | -- | 光伏 | Assumed PV | 10 | operating | 2012 |  |  | 37.3510 | 97.2340 | L100000828627 | G100000832313 | https://www.gem.wiki/DhSP_A_solar_project | Global Solar Power Tracker - February 2026 |  | 不适用 | 运行参数继承参考Generators_data.csv的风电/光伏设定
1711 | QH | 3 | 青海 |  |  |  | DhSP J solar project | -- | 光伏 | Assumed PV | 10 | operating | 2015 |  |  | 37.3690 | 97.1850 | L100000828628 | G100000832314 | https://www.gem.wiki/DhSP_J_solar_project | Global Solar Power Tracker - February 2026 |  | 不适用 | 运行参数继承参考Generators_data.csv的风电/光伏设定
1712 | QH | 3 | 青海 |  |  |  | DhSP M solar project | -- | 光伏 | Assumed PV | 10 | operating | 2015 |  |  | 37.3560 | 97.1850 | L100000828629 | G100000832315 | https://www.gem.wiki/DhSP_M_solar_project | Global Solar Power Tracker - February 2026 |  | 不适用 | 运行参数继承参考Generators_data.csv的风电/光伏设定
1713 | QH | 3 | 青海 |  |  |  | DhSP O solar project | -- | 光伏 | Assumed PV | 15 | operating | 2015 |  |  | 37.3750 | 97.1720 | L100000828630 | G100000832316 | https://www.gem.wiki/DhSP_O_solar_project | Global Solar Power Tracker - February 2026 |  | 不适用 | 运行参数继承参考Generators_data.csv的风电/光伏设定
1714 | QH | 3 | 青海 |  |  |  | DhSP V solar project | -- | 光伏 | Assumed PV | 12 | operating | 2015 |  |  | 37.3580 | 97.1850 | L100000828631 | G100000832317 | https://www.gem.wiki/DhSP_V_solar_project | Global Solar Power Tracker - February 2026 |  | 不适用 | 运行参数继承参考Generators_data.csv的风电/光伏设定
1715 | QH | 3 | 青海 |  |  |  | DhSP W solar project | -- | 光伏 | Assumed PV | 9 | operating | 2015 |  |  | 37.3710 | 97.1850 | L100000828632 | G100000832318 | https://www.gem.wiki/DhSP_W_solar_project | Global Solar Power Tracker - February 2026 |  | 不适用 | 运行参数继承参考Generators_data.csv的风电/光伏设定
1716 | QH | 3 | 青海 | Haixi AP | Golmud City | 百科格尔木一期10兆瓦光伏电站 | Encyclopedia Golmud solar project | -- | 光伏 | PV | 10 | operating | 2011 |  |  | 36.4166 | 94.8833 | L100001011481 | G100001012856 | https://www.gem.wiki/Encyclopedia_Golmud_solar_project | Global Solar Power Tracker - February 2026 |  | 不适用 | 运行参数继承参考Generators_data.csv的风电/光伏设定
1717 | QH | 3 | 青海 |  |  |  | Gangca C solar project | -- | 光伏 | Assumed PV | 10 | operating | 2015 |  |  | 37.2290 | 99.7470 | L100000828633 | G100000832319 | https://www.gem.wiki/Gangca_C_solar_project | Global Solar Power Tracker - February 2026 |  | 不适用 | 运行参数继承参考Generators_data.csv的风电/光伏设定
1718 | QH | 3 | 青海 |  |  |  | Gangca J solar project | -- | 光伏 | Assumed PV | 10 | operating | 2016 |  |  | 37.2230 | 99.7790 | L100000828634 | G100000832320 | https://www.gem.wiki/Gangca_J_solar_project | Global Solar Power Tracker - February 2026 |  | 不适用 | 运行参数继承参考Generators_data.csv的风电/光伏设定
1719 | QH | 3 | 青海 | Haibei AP | Gangcha | 刚察泰阳光伏发电有限公司刚察三期10MW并网光伏发电项目 | Gangchatai Solar project Gangcha solar project | -- | 光伏 | PV | 10 | operating | 2017 |  |  | 37.3249 | 100.1481 | L100001011613 | G100001012989 | https://www.gem.wiki/Gangchatai_Solar_project_Gangcha_solar_project | Global Solar Power Tracker - February 2026 |  | 不适用 | 运行参数继承参考Generators_data.csv的风电/光伏设定
1720 | QH | 3 | 青海 | Haidong | Hualong | 协鑫百能化隆一期10兆瓦光伏电站 | GCL Baineng Hualong solar project | -- | 光伏 | PV | 10 | operating | 2018 |  |  | 36.0819 | 102.1851 | L100001011669 | G100001013045 | https://www.gem.wiki/GCL_Baineng_Hualong_solar_project | Global Solar Power Tracker - February 2026 |  | 不适用 | 运行参数继承参考Generators_data.csv的风电/光伏设定
1721 | QH | 3 | 青海 | Hainan AP | Gonghe | 共和县2015年光伏扶贫项目 | Gonghe County poverty alleviation solar project | -- | 光伏 | PV | 15.3 | operating | 2017 |  |  | 36.2830 | 100.6200 | L100001011683 | G100001013059 | https://www.gem.wiki/Gonghe_County_poverty_alleviation_solar_project | Global Solar Power Tracker - February 2026 |  | 不适用 | 运行参数继承参考Generators_data.csv的风电/光伏设定
1722 | QH | 3 | 青海 | Hainan AP | Gonghe | 共和县柴达木能源开发有限公司共和三期10兆瓦并网光伏发电项目 | Gonghe County Qaidam Energy Development Gonghe solar project | -- | 光伏 | PV | 10 | operating | 2016 |  |  | 36.2830 | 100.6200 | L100001011684 | G100001013060 | https://www.gem.wiki/Gonghe_County_Qaidam_Energy_Development_Gonghe_solar_project | Global Solar Power Tracker - February 2026 |  | 不适用 | 运行参数继承参考Generators_data.csv的风电/光伏设定
1723 | QH | 3 | 青海 | Hainan AP | Gonghe | 共和京能清洁能源有限公司共和10兆瓦并网光伏发电项目 | Gonghe Jingneng Clean Energy Gonghe solar project | -- | 光伏 | PV | 10 | operating | 2015 |  |  | 36.2830 | 100.6200 | L100001011685 | G100001013061 | https://www.gem.wiki/Gonghe_Jingneng_Clean_Energy_Gonghe_solar_project | Global Solar Power Tracker - February 2026 |  | 不适用 | 运行参数继承参考Generators_data.csv的风电/光伏设定
1724 | QH | 3 | 青海 | Hainan AP | Gonghe | 共和源通光伏发电有限公司共和10兆瓦并网光伏发电项目 | Gonghe Yuantong Gonghe solar project | -- | 光伏 | PV | 10 | operating | 2016 |  |  | 36.2830 | 100.6200 | L100001011686 | G100001013062 | https://www.gem.wiki/Gonghe_Yuantong_Gonghe_solar_project | Global Solar Power Tracker - February 2026 |  | 不适用 | 运行参数继承参考Generators_data.csv的风电/光伏设定
1725 | QH | 3 | 青海 |  |  |  | GoSP AH solar project | -- | 光伏 | Assumed PV | 8.7 | operating | 2015 |  |  | 36.3660 | 95.2360 | L100000828635 | G100000832321 | https://www.gem.wiki/GoSP_AH_solar_project | Global Solar Power Tracker - February 2026 |  | 不适用 | 运行参数继承参考Generators_data.csv的风电/光伏设定
1726 | QH | 3 | 青海 |  |  |  | GoSP AL solar project | -- | 光伏 | Assumed PV | 9.7 | operating | 2015 |  |  | 36.4150 | 95.2420 | L100000828636 | G100000832322 | https://www.gem.wiki/GoSP_AL_solar_project | Global Solar Power Tracker - February 2026 |  | 不适用 | 运行参数继承参考Generators_data.csv的风电/光伏设定
1727 | QH | 3 | 青海 |  |  |  | GoSP AU solar project | -- | 光伏 | Assumed PV | 10 | operating | 2016 |  |  | 36.4010 | 95.0940 | L100000828637 | G100000832323 | https://www.gem.wiki/GoSP_AU_solar_project | Global Solar Power Tracker - February 2026 |  | 不适用 | 运行参数继承参考Generators_data.csv的风电/光伏设定
1728 | QH | 3 | 青海 |  |  |  | GoSP BF solar project | -- | 光伏 | Assumed PV | 10 | operating | 2020 |  |  | 36.3760 | 95.2640 | L100000828638 | G100000832324 | https://www.gem.wiki/GoSP_BF_solar_project | Global Solar Power Tracker - February 2026 |  | 不适用 | 运行参数继承参考Generators_data.csv的风电/光伏设定
1729 | QH | 3 | 青海 |  |  |  | GoSP BG solar project | -- | 光伏 | Assumed PV | 4 | operating | 2016 |  |  | 36.3770 | 95.1750 | L100000828639 | G100000832325 | https://www.gem.wiki/GoSP_BG_solar_project | Global Solar Power Tracker - February 2026 |  | 不适用 | 运行参数继承参考Generators_data.csv的风电/光伏设定
1730 | QH | 3 | 青海 |  |  |  | GoSP D solar project | -- | 光伏 | Assumed PV | 10 | operating | 2011 |  |  | 36.3610 | 95.1020 | L100000828640 | G100000832326 | https://www.gem.wiki/GoSP_D_solar_project | Global Solar Power Tracker - February 2026 |  | 不适用 | 运行参数继承参考Generators_data.csv的风电/光伏设定
1731 | QH | 3 | 青海 |  |  |  | GoSP Geermu GS solar project | -- | 光伏 | Assumed PV | 10 | operating | 2012 |  |  | 36.3660 | 95.2420 | L100000828641 | G100000832327 | https://www.gem.wiki/GoSP_Geermu_GS_solar_project | Global Solar Power Tracker - February 2026 |  | 不适用 | 运行参数继承参考Generators_data.csv的风电/光伏设定
1732 | QH | 3 | 青海 |  |  |  | GoSP P solar project | -- | 光伏 | Assumed PV | 15 | operating | 2015 |  |  | 36.4010 | 95.1930 | L100000828642 | G100000832328 | https://www.gem.wiki/GoSP_P_solar_project | Global Solar Power Tracker - February 2026 |  | 不适用 | 运行参数继承参考Generators_data.csv的风电/光伏设定
1733 | QH | 3 | 青海 |  |  |  | GoSP R solar project | -- | 光伏 | Assumed PV | 10.3 | operating | 2013 |  |  | 36.3530 | 95.0950 | L100000828643 | G100000832329 | https://www.gem.wiki/GoSP_R_solar_project | Global Solar Power Tracker - February 2026 |  | 不适用 | 运行参数继承参考Generators_data.csv的风电/光伏设定
1734 | QH | 3 | 青海 |  |  |  | GoSP U solar project | -- | 光伏 | Assumed PV | 14.7 | operating | 2016 |  |  | 36.4010 | 95.2650 | L100000828644 | G100000832330 | https://www.gem.wiki/GoSP_U_solar_project | Global Solar Power Tracker - February 2026 |  | 不适用 | 运行参数继承参考Generators_data.csv的风电/光伏设定
1735 | QH | 3 | 青海 | Haibei AP | Gangcha | 绿能刚察一期10兆瓦光伏电站 | Green Energy Gangcha solar project | -- | 光伏 | PV | 10 | operating | 2016 |  |  | 37.3249 | 100.1481 | L100001011689 | G100001013065 | https://www.gem.wiki/Green_Energy_Gangcha_solar_project | Global Solar Power Tracker - February 2026 |  | 不适用 | 运行参数继承参考Generators_data.csv的风电/光伏设定
1736 | QH | 3 | 青海 | Hainan AP | Guinan | 贵南县2015年光伏扶贫项目 | Guinan County poverty alleviation solar project | -- | 光伏 | PV | 7.7 | operating | 2016 |  |  | 35.6021 | 100.7774 | L100001011731 | G100001013109 | https://www.gem.wiki/Guinan_County_poverty_alleviation_solar_project | Global Solar Power Tracker - February 2026 |  | 不适用 | 运行参数继承参考Generators_data.csv的风电/光伏设定
1737 | QH | 3 | 青海 | Haidong |  | 海东工业园区标准化厂房屋顶1.7兆瓦分布式并网光伏发电项目 | Haidong solar project | -- | 光伏 | PV | 1.7 | operating | 2016 |  |  | 36.3099 | 102.3565 | L100001011780 | G100001013158 | https://www.gem.wiki/Haidong_solar_project | Global Solar Power Tracker - February 2026 |  | 不适用 | 运行参数继承参考Generators_data.csv的风电/光伏设定
1738 | QH | 3 | 青海 | Haidong | Ledu District | 海东市益鑫新能源科技有限公司乐都10兆瓦并网光伏发电项目 | Haidong Yixin New Energy Technology Ledu solar project | -- | 光伏 | PV | 10 | operating | 2017 |  |  | 36.4665 | 102.4469 | L100001011781 | G100001013159 | https://www.gem.wiki/Haidong_Yixin_New_Energy_Technology_Ledu_solar_project | Global Solar Power Tracker - February 2026 |  | 不适用 | 运行参数继承参考Generators_data.csv的风电/光伏设定
1739 | QH | 3 | 青海 | Hainan AP | Gonghe | 海南州飞利科新能源有限公司共和10兆瓦并网光伏发电项目 | Hainan Feilike New Energy Gonghe solar project | -- | 光伏 | PV | 10 | operating | 2016 |  |  | 36.2830 | 100.6200 | L100001011787 | G100001013165 | https://www.gem.wiki/Hainan_Feilike_New_Energy_Gonghe_solar_project | Global Solar Power Tracker - February 2026 |  | 不适用 | 运行参数继承参考Generators_data.csv的风电/光伏设定
1740 | QH | 3 | 青海 | Hainan AP | Gonghe | 海南光伏产业园竞价上网光伏发电项目 | Hainan Gonghe County Yellow River Upstream solar farm | -- | 光伏 | PV | 115 | operating | 2017 | Qinghai Yellow River Upstream Hydro Development Company Ltd. [100%] | Qinghai Upper Yellow River Hydropower Development CO LTD Xining Solar Power Branch | 36.1875 | 100.5735 | L100000802049 | G100000802388 | https://www.gem.wiki/Hainan_Gonghe_County_Yellow_River_Upstream_solar_farm | Global Solar Power Tracker - February 2026 |  | 不适用 | 运行参数继承参考Generators_data.csv的风电/光伏设定
1741 | QH | 3 | 青海 | Hainan AP | Gonghe | 共和二塔拉滩风水光多能互补集成优化示范工程 | Hainan Gonghe Photovoltaic/Wind/Hydro solar farm | 1 | 光伏 | PV | 500 | operating | 2018 | Qinghai Yellow River Upstream Hydro Development Company Ltd. [100%] | Yellow River Hydropower Xining Solar Power | 36.1951 | 100.5681 | L100000802048 | G100000802387 | https://www.gem.wiki/Hainan_Gonghe_Photovoltaic/Wind/Hydro_solar_farm | Global Solar Power Tracker - February 2026 |  | 不适用 | 运行参数继承参考Generators_data.csv的风电/光伏设定
1742 | QH | 3 | 青海 | Hainan AP | Gonghe | 海南州光科光伏新能源有限公司共和三期10兆瓦并网光伏发电项目 | Hainan Guangke Photovoltaic New Energy Gonghe solar project | -- | 光伏 | PV | 10 | operating | 2017 |  |  | 36.2830 | 100.6200 | L100001011788 | G100001013166 | https://www.gem.wiki/Hainan_Guangke_Photovoltaic_New_Energy_Gonghe_solar_project | Global Solar Power Tracker - February 2026 |  | 不适用 | 运行参数继承参考Generators_data.csv的风电/光伏设定
1743 | QH | 3 | 青海 | Hainan AP | Gonghe | 海南州汉能太阳能发电有限公司共和10MW光伏并网发电项目 | Hainan Hanergy Solar Power Gonghe solar project | -- | 光伏 | PV | 10 | operating | 2017 |  |  | 36.2830 | 100.6200 | L100001011789 | G100001013167 | https://www.gem.wiki/Hainan_Hanergy_Solar_Power_Gonghe_solar_project | Global Solar Power Tracker - February 2026 |  | 不适用 | 运行参数继承参考Generators_data.csv的风电/光伏设定
1744 | QH | 3 | 青海 | Hainan AP | Gonghe | 海南州恒光新能源有限公司共和10兆瓦并网光伏发电项目 | Hainan Hengguang New Energy Gonghe solar project | -- | 光伏 | PV | 10 | operating | 2017 |  |  | 36.2830 | 100.6200 | L100001011790 | G100001013168 | https://www.gem.wiki/Hainan_Hengguang_New_Energy_Gonghe_solar_project | Global Solar Power Tracker - February 2026 |  | 不适用 | 运行参数继承参考Generators_data.csv的风电/光伏设定
1745 | QH | 3 | 青海 | Hainan AP | Gonghe | 海南州捷普绿能有限公司共和10兆瓦并网光伏发电项目 | Hainan Jiepu Green Energy Gonghe solar project | -- | 光伏 | PV | 10 | operating | 2016 |  |  | 36.2830 | 100.6200 | L100001011791 | G100001013169 | https://www.gem.wiki/Hainan_Jiepu_Green_Energy_Gonghe_solar_project | Global Solar Power Tracker - February 2026 |  | 不适用 | 运行参数继承参考Generators_data.csv的风电/光伏设定
1746 | QH | 3 | 青海 | Hainan AP | Gonghe | 海南州晶盛光伏发电有限公司共和10兆瓦并网光伏发电项目 | Hainan Jingsheng Gonghe solar project | -- | 光伏 | PV | 10 | operating | 2017 |  |  | 36.2830 | 100.6200 | L100001011792 | G100001013170 | https://www.gem.wiki/Hainan_Jingsheng_Gonghe_solar_project | Global Solar Power Tracker - February 2026 |  | 不适用 | 运行参数继承参考Generators_data.csv的风电/光伏设定
1747 | QH | 3 | 青海 | Hainan AP | Gonghe | 海南州明晖新能源有限公司共和2016-7#地块10兆瓦并网光伏发电项目 | Hainan New Energy Gonghe solar project | -- | 光伏 | PV | 10 | operating | 2017 |  |  | 36.2830 | 100.6200 | L100001011794 | G100001013172 | https://www.gem.wiki/Hainan_New_Energy_Gonghe_solar_project | Global Solar Power Tracker - February 2026 |  | 不适用 | 运行参数继承参考Generators_data.csv的风电/光伏设定
1748 | QH | 3 | 青海 | Hainan AP | Gonghe | 海南州太阳能发电产业园区2016-5号地块10兆瓦 | Hainan Solar Power Industrial Park Lot solar project | -- | 光伏 | PV | 10 | operating | 2017 |  |  | 36.2830 | 100.6200 | L100001011795 | G100001013173 | https://www.gem.wiki/Hainan_Solar_Power_Industrial_Park_Lot_solar_project | Global Solar Power Tracker - February 2026 |  | 不适用 | 运行参数继承参考Generators_data.csv的风电/光伏设定
1749 | QH | 3 | 青海 | Haixi AP |  | 海西华汇6兆瓦屋顶光伏项目分期建设的批复 | Haixi Huahui solar project | -- | 光伏 | PV | 4.8 | operating | 2017 |  |  | 37.3800 | 97.3700 | L100001011834 | G100001013212 | https://www.gem.wiki/Haixi_Huahui_solar_project | Global Solar Power Tracker - February 2026 |  | 不适用 | 运行参数继承参考Generators_data.csv的风电/光伏设定
1750 | QH | 3 | 青海 | Haixi AP | Golmud City | 华广格尔木一期5兆瓦光伏电站 | Huaguang Golmud I solar project | -- | 光伏 | PV | 5 | operating | 2011 |  |  | 36.4166 | 94.8833 | L100001012186 | G100001013566 | https://www.gem.wiki/Huaguang_Golmud_I_solar_project | Global Solar Power Tracker - February 2026 |  | 不适用 | 运行参数继承参考Generators_data.csv的风电/光伏设定
1751 | QH | 3 | 青海 | Haixi AP | Golmud City | 华广格尔木二期10兆瓦光伏电站 | Huaguang Golmud II solar project | -- | 光伏 | PV | 10 | operating | 2013 |  |  | 36.4166 | 94.8833 | L100001012187 | G100001013567 | https://www.gem.wiki/Huaguang_Golmud_II_solar_project | Global Solar Power Tracker - February 2026 |  | 不适用 | 运行参数继承参考Generators_data.csv的风电/光伏设定
1752 | QH | 3 | 青海 | Haidong | Hualong | 化隆县中晖光伏发电有限公司雄先4.5兆瓦光伏扶贫并网发电项目 | Hualong County Zhonghui Xiongxian poverty alleviation solar project | -- | 光伏 | PV | 4.5 | operating | 2017 |  |  | 36.0819 | 102.1851 | L100001012236 | G100001013616 | https://www.gem.wiki/Hualong_County_Zhonghui_Xiongxian_poverty_alleviation_solar_project | Global Solar Power Tracker - February 2026 |  | 不适用 | 运行参数继承参考Generators_data.csv的风电/光伏设定
1753 | QH | 3 | 青海 | Xining | Chengdong District | 黄河公司公伯峡3.5兆瓦光伏电站 | Huanghe Gongboxia solar project | -- | 光伏 | PV | 3.5 | operating | 2014 |  |  | 36.5916 | 101.8525 | L100001012279 | G100001013659 | https://www.gem.wiki/Huanghe_Gongboxia_solar_project | Global Solar Power Tracker - February 2026 |  | 不适用 | 运行参数继承参考Generators_data.csv的风电/光伏设定
1754 | QH | 3 | 青海 | Hainan AP | Guide | 黄河公司拉西瓦12兆瓦光伏电站 | Huanghe Laxiwa solar project | -- | 光伏 | PV | 12 | operating | 2014 |  |  | 36.0401 | 101.4702 | L100001012282 | G100001013662 | https://www.gem.wiki/Huanghe_Laxiwa_solar_project | Global Solar Power Tracker - February 2026 |  | 不适用 | 运行参数继承参考Generators_data.csv的风电/光伏设定
1755 | QH | 3 | 青海 | Hainan AP | Gonghe | 黄河公司羊曲16兆瓦光伏电站 | Huanghe Yangqu solar project | -- | 光伏 | PV | 16 | operating | 2014 |  |  | 36.2830 | 100.6200 | L100001012283 | G100001013663 | https://www.gem.wiki/Huanghe_Yangqu_solar_project | Global Solar Power Tracker - February 2026 |  | 不适用 | 运行参数继承参考Generators_data.csv的风电/光伏设定
1756 | QH | 3 | 青海 | Xining | Huangzhong District | 青海省绿色发电集团股份有限公司青海湟中弘大农副产品厂房屋顶1.6MWp分布式光伏发电项目 | Huangzhong District solar project | -- | 光伏 | PV | 1.6 | operating | 2017 |  |  | 36.5880 | 101.5443 | L100001012290 | G100001013670 | https://www.gem.wiki/Huangzhong_District_solar_project | Global Solar Power Tracker - February 2026 |  | 不适用 | 运行参数继承参考Generators_data.csv的风电/光伏设定
1757 | QH | 3 | 青海 | Haixi AP | Delingha City | 华炜德令哈一期10兆瓦光伏电站 | Huawei Delingha I solar project | -- | 光伏 | PV | 10 | operating | 2011 |  |  | 37.3693 | 97.3607 | L100001012293 | G100001013673 | https://www.gem.wiki/Huawei_Delingha_I_solar_project | Global Solar Power Tracker - February 2026 |  | 不适用 | 运行参数继承参考Generators_data.csv的风电/光伏设定
1758 | QH | 3 | 青海 | Haixi AP | Delingha City | 华炜德令哈二期10兆瓦光伏电站 | Huawei Delingha II solar project | -- | 光伏 | PV | 10 | operating | 2012 |  |  | 37.3693 | 97.3607 | L100001012294 | G100001013674 | https://www.gem.wiki/Huawei_Delingha_II_solar_project | Global Solar Power Tracker - February 2026 |  | 不适用 | 运行参数继承参考Generators_data.csv的风电/光伏设定
1759 | QH | 3 | 青海 | Haidong | Minhe | 建顺民和一期1兆瓦分布式光伏电站 | Jianshun solar project | -- | 光伏 | PV | 1 | operating | 2017 |  |  | 36.1562 | 102.7747 | L100001012746 | G100001014126 | https://www.gem.wiki/Jianshun_solar_project | Global Solar Power Tracker - February 2026 |  | 不适用 | 运行参数继承参考Generators_data.csv的风电/光伏设定
1760 | QH | 3 | 青海 | Hainan AP | Gonghe | 金峰新能源共和发电有限公司共和一期10兆瓦光伏发电项目 | Jinfeng New Energy Gonghe Gonghe solar project | -- | 光伏 | PV | 10 | operating | 2015 |  |  | 36.2830 | 100.6200 | L100001012856 | G100001014236 | https://www.gem.wiki/Jinfeng_New_Energy_Gonghe_Gonghe_solar_project | Global Solar Power Tracker - February 2026 |  | 不适用 | 运行参数继承参考Generators_data.csv的风电/光伏设定
1761 | QH | 3 | 青海 | Hainan AP | Gonghe | 柴达木共和一期10兆瓦光伏电站 | Qaidam Gonghe solar project | -- | 光伏 | PV | 10 | operating | 2013 |  |  | 36.2830 | 100.6200 | L100001013747 | G100001015130 | https://www.gem.wiki/Qaidam_Gonghe_solar_project | Global Solar Power Tracker - February 2026 |  | 不适用 | 运行参数继承参考Generators_data.csv的风电/光伏设定
1762 | QH | 3 | 青海 | Hainan AP | Gonghe | 青豫直流二期1标段国家能源投资1000MW光伏光热项目900MW光伏项目 | Qinghai - Henan High Voltage Transmission (China Energy Investment) solar power plant | Photovoltaic | 光伏 | PV | 900 | operating |  | China Energy Investment Group Qinghai Power Co Ltd; China Power Construction Group Northwest Survey and Design Institute Co Ltd | China Energy Investment (Gonghe) New Energy Development | 36.4138 | 100.1340 | L100000810930 | G100000813373 | https://www.gem.wiki/Qinghai_-_Henan_High_Voltage_Transmission_(China_Energy_Investment)_solar_power_plant | Global Solar Power Tracker - February 2026 |  | 不适用 | 运行参数继承参考Generators_data.csv的风电/光伏设定
1763 | QH | 3 | 青海 | Hainan AP | Gonghe | 青豫直流二期1标段国能联合体100万千瓦光伏光热项目10万千瓦光热建设项目 | Qinghai - Henan High Voltage Transmission (China Energy Investment) solar power plant | Solar Thermal | 光伏 | Solar Thermal | 100 | operating | 2025 | China Energy Investment Group Qinghai Electric Power Co Ltd [100%] | Guoneng Qingyu (Gonghe) New Energy Development | 36.0916 | 100.4919 | L100000810930 | G100000813374 | https://www.gem.wiki/Qinghai_-_Henan_High_Voltage_Transmission_(China_Energy_Investment)_solar_power_plant | Global Solar Power Tracker - February 2026 |  | 不适用 | 运行参数继承参考Generators_data.csv的风电/光伏设定
1764 | QH | 3 | 青海 | Haixi AP | Golmud City | 青海青豫直流二期5标段华润200MW光伏项目 | Qinghai - Henan High Voltage Transmission (China Resources) solar power plant | -- | 光伏 | PV | 200 | operating | 2024 | China Resources Power Holding Co Ltd [100%] | China Resources New Energy (Golmud) | 36.7398 | 93.5424 | L100000810931 | G100000813375 | https://www.gem.wiki/Qinghai_-_Henan_High_Voltage_Transmission_(China_Resources)_solar_power_plant | Global Solar Power Tracker - February 2026 |  | 不适用 | 运行参数继承参考Generators_data.csv的风电/光伏设定
1765 | QH | 3 | 青海 | Haixi AP | Golmud City | 青海青豫直流二期4标段华能格尔木100MW光伏项目 | Qinghai - Henan High Voltage Transmission (Huaneng) Golmud solar power plant | -- | 光伏 | PV | 100 | operating | 2024 | Huaneng Qinghai Power Generation Co Ltd [100%] | Huaneng Qinghai Power Generation CO LTD New Energy Branch | 36.7398 | 93.5424 | L100000810933 | G100000813377 | https://www.gem.wiki/Qinghai_-_Henan_High_Voltage_Transmission_(Huaneng)_Golmud_solar_power_plant | Global Solar Power Tracker - February 2026 |  | 不适用 | 运行参数继承参考Generators_data.csv的风电/光伏设定
1766 | QH | 3 | 青海 | Hainan AP | Gonghe | 青海青豫直流二期4标段华能共和塔拉滩100MW光伏项目 | Qinghai - Henan High Voltage Transmission (Huaneng) Gonghe solar power plant | -- | 光伏 | PV | 300 | operating | 2023 | Huaneng Qinghai Power Generation Co Ltd [100%] |  | 36.4138 | 100.1340 | L100000810934 | G100000813378 | https://www.gem.wiki/Qinghai_-_Henan_High_Voltage_Transmission_(Huaneng)_Gonghe_solar_power_plant | Global Solar Power Tracker - February 2026 |  | 不适用 | 运行参数继承参考Generators_data.csv的风电/光伏设定
1767 | QH | 3 | 青海 | Haixi AP | Golmud City | 青海青豫直流二期7标段鲁能格尔木100MW光伏项目 | Qinghai - Henan High Voltage Transmission (Luneng) Golmud solar power plant | -- | 光伏 | PV | 100 | operating | 2025 | Luneng New Energy (Group) CO LTD Qinghai branch company [100%] |  | 36.7398 | 93.5424 | L100000810935 | G100000813379 | https://www.gem.wiki/Qinghai_-_Henan_High_Voltage_Transmission_(Luneng)_Golmud_solar_power_plant | Global Solar Power Tracker - February 2026 |  | 不适用 | 运行参数继承参考Generators_data.csv的风电/光伏设定
1768 | QH | 3 | 青海 | Hainan AP | Gonghe | 青海青豫直流二期2标段国家电投1000MW光伏光热项目900MW光伏项目 | Qinghai - Henan High Voltage Transmission (State Power Investment) Gonghe solar power plant | -- | 光伏 | PV | 900 | operating | 2023 | State Power Investment Group Yellow River Upstream Hydropower Development Co Ltd; Zhejiang Kesheng Energy Technology Co Ltd; CNOOC Roongfeng Energy Co Ltd |  | 36.1250 | 100.4720 | L100000810937 | G100000813381 | https://www.gem.wiki/Qinghai_-_Henan_High_Voltage_Transmission_(State_Power_Investment)_Gonghe_solar_power_plant | Global Solar Power Tracker - February 2026 |  | 不适用 | 运行参数继承参考Generators_data.csv的风电/光伏设定
1769 | QH | 3 | 青海 | Hainan AP | Gonghe | 青海青豫直流二期3标段1000MW光伏光热项目900MW光伏项目 | Qinghai - Henan High Voltage Transmission (Three Gorges) Gonghe solar power plant | -- | 光伏 | PV | 900 | operating | 2023 | China Three Gorges Renewables (Group) Co Ltd [90%]; Shouhang High-tech Energy Co Ltd [10%] | Three Gorges New Energy Gonghe Qihang Power Generation | 36.4138 | 100.1340 | L100000810939 | G100000813383 | https://www.gem.wiki/Qinghai_-_Henan_High_Voltage_Transmission_(Three_Gorges)_Gonghe_solar_power_plant | Global Solar Power Tracker - February 2026 |  | 不适用 | 运行参数继承参考Generators_data.csv的风电/光伏设定
1770 | QH | 3 | 青海 | Hainan AP | Gonghe | 青海蓓翔新能源开发有限公司共和五期10兆瓦并网光伏发电项目 | Qinghai Beixiang New Energy Development Gonghe solar project | -- | 光伏 | PV | 10 | operating | 2016 |  |  | 36.2830 | 100.6200 | L100001013821 | G100001015205 | https://www.gem.wiki/Qinghai_Beixiang_New_Energy_Development_Gonghe_solar_project | Global Solar Power Tracker - February 2026 |  | 不适用 | 运行参数继承参考Generators_data.csv的风电/光伏设定
1771 | QH | 3 | 青海 | Haixi AP | Delingha City | 中广核太阳能（德令哈）光伏有限公司德令哈20兆瓦并网光伏发电项目 | Qinghai CGN Solar Delingha solar farm | -- | 光伏 | PV | 20 | operating | 2016 | CGN Solar Energy Development Co Ltd [100%] | CGN Solar (Delingha) Photovoltaic | 37.3645 | 97.3023 | L100000802949 | G100000803435 | https://www.gem.wiki/Qinghai_CGN_Solar_Delingha_solar_farm | Global Solar Power Tracker - February 2026 |  | 不适用 | 运行参数继承参考Generators_data.csv的风电/光伏设定
1772 | QH | 3 | 青海 | Huangnan AP | Jainca | 青海水利水电集团尖扎光伏发电有限公司尖扎30兆瓦并网光伏发电项目 | Qinghai Conservancy and Hydropower Group Jianzha solar farm | -- | 光伏 | PV | 30 | operating | 2017 | Qinghai Water Resources and Hydropower (Group) Co Ltd; Qinghai Huangdian Siwei New Energy Management Co Ltd | Qinghai Conservancy and Hydropower Group Jianzha Photovoltaic Power Generation | 35.7667 | 101.8671 | L100000802958 | G100000803444 | https://www.gem.wiki/Qinghai_Conservancy_and_Hydropower_Group_Jianzha_solar_farm | Global Solar Power Tracker - February 2026 |  | 不适用 | 运行参数继承参考Generators_data.csv的风电/光伏设定
1773 | QH | 3 | 青海 | Haixi AP | Da Qaidam Administrative Zone | 国能大柴旦100万千瓦风光储项目 | Qinghai Dachaidan (China Energy Investment) Wind/Solar/Storage complex | -- | 光伏 | PV | 700 | operating | 2025 | China Energy Investment (Dachaidan) Photovoltaic Power Generation Co Ltd [100%] |  | 37.3173 | 95.5533 | L100000827104 | G100000830552 | https://www.gem.wiki/Qinghai_Dachaidan_(China_Energy_Investment)_Wind/Solar/Storage_complex | Global Solar Power Tracker - February 2026 |  | 不适用 | 运行参数继承参考Generators_data.csv的风电/光伏设定
1774 | QH | 3 | 青海 | Haixi AP | Delingha City | 中广核海西太阳能开发有限公司德令哈光伏发电应用领跑基地5号项目 | Qinghai Delingha "Front Runner" CGN solar farm | Area 5 | 光伏 | PV | 100 | operating | 2018 | CGN Solar Energy Development Co Ltd [80%]; Haixi SDIC Green Energy Photovoltaic Co Ltd [20%] | CGN Haixi Solar Energy Development | 37.3645 | 97.3023 | L100000802934 | G100000803419 | https://www.gem.wiki/Qinghai_Delingha_"Front_Runner"_CGN_solar_farm | Global Solar Power Tracker - February 2026 |  | 不适用 | 运行参数继承参考Generators_data.csv的风电/光伏设定
1775 | QH | 3 | 青海 | Haixi AP | Delingha City | 德令哈华能拓日新能源发电有限公司德令哈光伏发电应用领跑基地4号项目 | Qinghai Delingha "Front Runner" Huaneng Tuori solar farm | Area 4 | 光伏 | PV | 100 | operating | 2018 | Huaneng Qinghai Power Generation Co Ltd [99%]; Haixi Breit New Energy Technology Co Ltd [0%] | Delingha Huaneng Tuori New Energy Power Generation | 37.3645 | 97.3023 | L100000802930 | G100000803415 | https://www.gem.wiki/Qinghai_Delingha_"Front_Runner"_Huaneng_Tuori_solar_farm | Global Solar Power Tracker - February 2026 |  | 不适用 | 运行参数继承参考Generators_data.csv的风电/光伏设定
1776 | QH | 3 | 青海 | Haixi AP | Delingha City | 青海华沃新能源有限公司德令哈光伏发电应用领跑基地1号项目 | Qinghai Delingha "Front Runner" Huawo solar farm | #1 | 光伏 | PV | 100 | operating | 2018 | Qinghai Xieyang Solar Power Co Ltd [40%]; Qinghai Green Power Generation Group Co Ltd [60%] | Qinghai Huawo New Energy | 37.3645 | 97.3023 | L100000802933 | G100000803418 | https://www.gem.wiki/Qinghai_Delingha_"Front_Runner"_Huawo_solar_farm | Global Solar Power Tracker - February 2026 |  | 不适用 | 运行参数继承参考Generators_data.csv的风电/光伏设定
1777 | QH | 3 | 青海 | Haixi AP | Delingha City | 德令哈协晨光伏电力有限公司德令哈光伏发电应用领跑基地3号项目 | Qinghai Delingha "Front Runner" Xiechen solar farm | Area 3 | 光伏 | PV | 100 | operating | 2018 | Qinghai Xiechen Photovoltaic Power Co Ltd [60%]; Qinghai Green Power Generation Group Co Ltd [40%] | Delingha Xiechen Photovoltaic Power | 37.3645 | 97.3023 | L100000802931 | G100000803416 | https://www.gem.wiki/Qinghai_Delingha_"Front_Runner"_Xiechen_solar_farm | Global Solar Power Tracker - February 2026 |  | 不适用 | 运行参数继承参考Generators_data.csv的风电/光伏设定
1778 | QH | 3 | 青海 | Haixi AP | Delingha City | 德令哈协悦光伏电力有限公司德令哈光伏发电应用领跑基地2号项目 | Qinghai Delingha "Front Runner" Xieyue solar farm | Area 2 | 光伏 | PV | 100 | operating | 2018 | Qinghai Green Power Group Co Ltd [40%]; Qinghai Xieyue Photovoltaic Power Co Ltd [60%] | Delingha Xieyue Photovoltaic Power | 37.3645 | 97.3023 | L100000802932 | G100000803417 | https://www.gem.wiki/Qinghai_Delingha_"Front_Runner"_Xieyue_solar_farm | Global Solar Power Tracker - February 2026 |  | 不适用 | 运行参数继承参考Generators_data.csv的风电/光伏设定
1779 | QH | 3 | 青海 | Haixi AP | Delingha City | 中车德令哈100万千瓦源网荷储项目 | Qinghai Delingha "Source/Grid/Load/Storage" (China Railcar) solar farm | -- | 光伏 | PV | 700 | operating | 2025 | CRRC Corp Ltd | Haixi Jixing New Energy | 37.3600 | 97.1028 | L100000827105 | G100000830553 | https://www.gem.wiki/Qinghai_Delingha_"Source/Grid/Load/Storage"_(China_Railcar)_solar_farm | Global Solar Power Tracker - February 2026 |  | 不适用 | 运行参数继承参考Generators_data.csv的风电/光伏设定
1780 | QH | 3 | 青海 | Haixi AP | Delingha City | 中广核德令哈光储热一体化200万千瓦项目 | Qinghai Delingha (China Guangdong Nuclear) Heating/Storage solar complex | PV 1 | 光伏 | PV | 800 | operating | 2024 |  |  | 37.7743 | 96.7203 | L100000828648 | G100000832336 | https://www.gem.wiki/Qinghai_Delingha_(China_Guangdong_Nuclear)_Heating/Storage_solar_complex | Global Solar Power Tracker - February 2026 |  | 不适用 | 运行参数继承参考Generators_data.csv的风电/光伏设定
1781 | QH | 3 | 青海 | Haixi AP | Delingha City | 中广核德令哈200万千瓦光热储一体化项目 | Qinghai Delingha (China Guangdong Nuclear) Heating/Storage solar complex | Solar Thermal 2 | 光伏 | Solar Thermal | 200 | operating | 2018 | China Guangdong Nuclear Solar Energy Development Co Ltd [100%] | CGN Delingha Solar Energy | 37.3645 | 97.3023 | L100000828648 | G100000832335 | https://www.gem.wiki/Qinghai_Delingha_(China_Guangdong_Nuclear)_Heating/Storage_solar_complex | Global Solar Power Tracker - February 2026 |  | 不适用 | 运行参数继承参考Generators_data.csv的风电/光伏设定
1782 | QH | 3 | 青海 | Haixi AP | Delingha City | 中广核太阳能德令哈有限公司德令哈50兆瓦光热发电项目 | Qinghai Delingha (China Guangdong Nuclear) solar thermal power plant | -- | 光伏 | Solar Thermal | 50 | operating | 2018 | China Guangdong Nuclear Solar Energy Development Co Ltd [100%] | CGN Delingha Solar Energy | 37.3660 | 97.2930 | L100000802917 | G100000803402 | https://www.gem.wiki/Qinghai_Delingha_(China_Guangdong_Nuclear)_solar_thermal_power_plant | Global Solar Power Tracker - February 2026 |  | 不适用 | 运行参数继承参考Generators_data.csv的风电/光伏设定
1783 | QH | 3 | 青海 | Haixi AP | Delingha City | 黄河公司德令哈220万千瓦多能互补项目一期100万千瓦光伏项目 | Qinghai Delingha (State Power Investment) Multi-Source Integrated Project 1000 MW solar power plant | 1 | 光伏 | PV | 1000 | operating | 2024 | Yellow River Upstream Hydropower Development Co Ltd [100%] |  | 37.0825 | 95.4597 | L100000810941 | G100000813386 | https://www.gem.wiki/Qinghai_Delingha_(State_Power_Investment)_Multi-Source_Integrated_Project_1000_MW_solar_power_plant | Global Solar Power Tracker - February 2026 |  | 不适用 | 运行参数继承参考Generators_data.csv的风电/光伏设定
1784 | QH | 3 | 青海 | Haixi AP | Delingha City | 百科光电海西德令哈并网光伏 20MWp 发电工程 | Qinghai Delingha Baike Guangdian solar farm | -- | 光伏 | PV | 20 | operating | 2014 | Qinghai Green Power Generation Group Co Ltd [100%] | Qinghai Encyclopedia Photoelectric | 37.3578 | 97.2626 | L100000802381 | G100000802845 | https://www.gem.wiki/Qinghai_Delingha_Baike_Guangdian_solar_farm | Global Solar Power Tracker - February 2026 |  | 不适用 | 运行参数继承参考Generators_data.csv的风电/光伏设定
1785 | QH | 3 | 青海 | Haixi AP | Delingha City | 华电德令哈太阳能海西德令哈并网光伏20.0MW发电工程 | Qinghai Delingha Huadian solar farm | -- | 光伏 | PV | 20 | operating | 2014 | Huadian Fuxin Energy Development Co Ltd. [80%]; Lianyungang Shenzhou New Energy Co Ltd [20%] | Huadian Delingha Solar Power Generation | 37.3691 | 97.3601 | L100000803292 | G100000803798 | https://www.gem.wiki/Qinghai_Delingha_Huadian_solar_farm | Global Solar Power Tracker - February 2026 |  | 不适用 | 运行参数继承参考Generators_data.csv的风电/光伏设定
1786 | QH | 3 | 青海 | Haixi AP | Delingha City | 华润新能源光伏发电（德令哈）有限公司德令哈市20兆瓦光伏发电项目 | Qinghai Delingha Huarun solar farm | -- | 光伏 | PV | 20 | operating | 2016 | China Resources Power New Energy Investment Co Ltd [100%] | China Resources New Energy Photovoltaic Power Generation (Delingha) | 37.3645 | 97.3023 | L100000802921 | G100000803406 | https://www.gem.wiki/Qinghai_Delingha_Huarun_solar_farm | Global Solar Power Tracker - February 2026 |  | 不适用 | 运行参数继承参考Generators_data.csv的风电/光伏设定
1787 | QH | 3 | 青海 | Haixi AP | Delingha City | 海西聚光光伏电站有限公司德令哈20MW并网光伏发电项目 | Qinghai Delingha Juguang solar farm | -- | 光伏 | PV | 20 | operating | 2017 | Xining National Low Carbon Industry Fund Investment Management Co Ltd [100%] | Haixi Juguang Photovoltaic Power Station | 37.3645 | 97.3023 | L100000802959 | G100000803446 | https://www.gem.wiki/Qinghai_Delingha_Juguang_solar_farm | Global Solar Power Tracker - February 2026 |  | 不适用 | 运行参数继承参考Generators_data.csv的风电/光伏设定
1788 | QH | 3 | 青海 | Haixi AP | Delingha City | 德令哈聚能电力新能源有限公司40兆瓦并网光伏发电项目 | Qinghai Delingha Juneng solar farm | -- | 光伏 | PV | 40 | operating | 2016 | Qinghai Water Resources and Hydropower (Group) Co Ltd [30%]; Qinghai Huangdian Siwei New Energy Management Co Ltd [70%] | Delingha Juneng Power New Energy | 37.3645 | 97.3023 | L100000802945 | G100000803430 | https://www.gem.wiki/Qinghai_Delingha_Juneng_solar_farm | Global Solar Power Tracker - February 2026 |  | 不适用 | 运行参数继承参考Generators_data.csv的风电/光伏设定
1789 | QH | 3 | 青海 | Haixi AP | Delingha City | 德令哈龙光能源有限公司德令哈20兆瓦并网光伏发电项目 | Qinghai Delingha Longguang solar farm | -- | 光伏 | PV | 20 | operating | 2016 | Asia Silicon Industry (Qinghai) Co Ltd [100%] | Delingha Longguang Energy | 37.3645 | 97.3023 | L100000802936 | G100000803421 | https://www.gem.wiki/Qinghai_Delingha_Longguang_solar_farm | Global Solar Power Tracker - February 2026 |  | 不适用 | 运行参数继承参考Generators_data.csv的风电/光伏设定
1790 | QH | 3 | 青海 | Haixi AP | Delingha City | 德令哈西北水电新能源有限公司德令哈市20兆瓦并网光伏发电项目 | Qinghai Delingha Northwest Hydropower solar farm | -- | 光伏 | PV | 20 | operating | 2016 | China Power Construction New Energy Group Co Ltd [100%] | Delingha Northwest Hydropower New Energy | 37.3691 | 97.3601 | L100000802971 | G100000803458 | https://www.gem.wiki/Qinghai_Delingha_Northwest_Hydropower_solar_farm | Global Solar Power Tracker - February 2026 |  | 不适用 | 运行参数继承参考Generators_data.csv的风电/光伏设定
1791 | QH | 3 | 青海 | Haixi AP | Delingha City | 德令哈日晶新能源有限公司德令哈20MWp并网发电项目 | Qinghai Delingha Rijing solar farm | -- | 光伏 | PV | 20 | operating | 2016 | Xinjiang Silk Road Tianyuan New Energy Co Ltd [100%] | Delingha Rijing New Energy | 37.3748 | 97.1776 | L100000802972 | G100000803459 | https://www.gem.wiki/Qinghai_Delingha_Rijing_solar_farm | Global Solar Power Tracker - February 2026 |  | 不适用 | 运行参数继承参考Generators_data.csv的风电/光伏设定
1792 | QH | 3 | 青海 | Haixi AP | Delingha City | 青海瑞德兴阳新能源有限公司德令哈30兆瓦并网光伏发电项目 | Qinghai Delingha Ruide Xingyang solar farm | 1 | 光伏 | PV | 30 | operating | 2016 | CECEP Solar Technology Co Ltd [100%] | Qinghai Ruidexingyang New Energy | 37.3645 | 97.3023 | L100000802948 | G100000803433 | https://www.gem.wiki/Qinghai_Delingha_Ruide_Xingyang_solar_farm | Global Solar Power Tracker - February 2026 |  | 不适用 | 运行参数继承参考Generators_data.csv的风电/光伏设定
1793 | QH | 3 | 青海 | Haixi AP | Delingha City | 青海瑞德兴阳新能源有限公司德令哈20兆瓦并网光伏发电项目 | Qinghai Delingha Ruide Xingyang solar farm | 2 | 光伏 | PV | 20 | operating | 2016 | CECEP Solar Technology Co Ltd [100%] | Qinghai Ruidexingyang New Energy | 37.3645 | 97.3023 | L100000802948 | G100000803434 | https://www.gem.wiki/Qinghai_Delingha_Ruide_Xingyang_solar_farm | Global Solar Power Tracker - February 2026 |  | 不适用 | 运行参数继承参考Generators_data.csv的风电/光伏设定
1794 | QH | 3 | 青海 | Haixi AP | Delingha City | 德令哈时代新能源发电有限公司德令哈市20兆瓦并网光伏发电项目 | Qinghai Delingha Shidai solar farm | -- | 光伏 | PV | 20 | operating | 2016 | Huaneng Gongrong No. 1 (Tianjin) Equity Investment Fund Partnership (Limited Partnership) [60%]; Huaneng Gongrong No. 2 (Tianjin) Equity Investment Fund Partnership (Limited Partnership) [40%] | Delingha Times New Energy Power Generation | 37.3645 | 97.3023 | L100000802946 | G100000803431 | https://www.gem.wiki/Qinghai_Delingha_Shidai_solar_farm | Global Solar Power Tracker - February 2026 |  | 不适用 | 运行参数继承参考Generators_data.csv的风电/光伏设定
1795 | QH | 3 | 青海 | Haixi AP | Delingha City | 三峡新能源德令哈发电有限公司德令哈20兆瓦并网光伏发电项目 | Qinghai Delingha Three Gorges solar farm | -- | 光伏 | PV | 20 | operating | 2016 | China Three Gorges New Energy (Group) Co Ltd [100%] | Three Gorges New Energy Delingha Power Generation | 37.3748 | 97.1776 | L100000802970 | G100000803457 | https://www.gem.wiki/Qinghai_Delingha_Three_Gorges_solar_farm | Global Solar Power Tracker - February 2026 |  | 不适用 | 运行参数继承参考Generators_data.csv的风电/光伏设定
1796 | QH | 3 | 青海 | Haixi AP | Delingha City | 青海华电德令哈100万千瓦光储氢项目, 华电德令哈西出口500万千瓦光氢储一体化示范基地 | Qinghai Delingha West Exit 5000 MW Solar/Hydrogen/Storage complex | 1-electricity production | 光伏 | PV | 1000 | operating | 2023 |  | Huadian (Haixi) New Energy | 37.3590 | 97.1430 | L100000828650 | G100000832339 | https://www.gem.wiki/Qinghai_Delingha_West_Exit_5000_MW_Solar/Hydrogen/Storage_complex | Global Solar Power Tracker - February 2026 |  | 不适用 | 运行参数继承参考Generators_data.csv的风电/光伏设定
1797 | QH | 3 | 青海 | Haixi AP | Delingha City | 青海华电德令哈100万千瓦光储氢项目, 华电德令哈西出口500万千瓦光氢储一体化示范基地 | Qinghai Delingha West Exit 5000 MW Solar/Hydrogen/Storage complex | 1-hydrogen production | 光伏 | PV | 3 | operating | 2023 |  | Huadian (Haixi) New Energy | 37.3590 | 97.1430 | L100000828650 | G100001027695 | https://www.gem.wiki/Qinghai_Delingha_West_Exit_5000_MW_Solar/Hydrogen/Storage_complex | Global Solar Power Tracker - February 2026 |  | 不适用 | 运行参数继承参考Generators_data.csv的风电/光伏设定
1798 | QH | 3 | 青海 | Haixi AP | Delingha City | 德令哈峡阳新能源发电有限公司德令哈市20兆瓦并网光伏发电项目 | Qinghai Delingha Xiayang solar farm | -- | 光伏 | PV | 20 | operating | 2016 | China Three Gorges New Energy (Group) Co Ltd [100%] | Delingha Xiayang New Energy Power Generation | 37.3645 | 97.3023 | L100000802980 | G100000803468 | https://www.gem.wiki/Qinghai_Delingha_Xiayang_solar_farm | Global Solar Power Tracker - February 2026 |  | 不适用 | 运行参数继承参考Generators_data.csv的风电/光伏设定
1799 | QH | 3 | 青海 | Haixi AP | Delingha City | 青海中控太阳能发电有限公司德令哈50兆瓦太阳能热发电项目 | Qinghai Delingha Zhongkong solar farm | -- | 光伏 | Solar Thermal | 50 | operating | 2018 | Zhejiang Kesheng Technology Co Ltd [51%]; Zhejiang Zhongguang New Energy Technology Co Ltd [49%] | Qinghai Zhongkong Solar Power Generation | 37.3645 | 97.3023 | L100000802929 | G100000803414 | https://www.gem.wiki/Qinghai_Delingha_Zhongkong_solar_farm | Global Solar Power Tracker - February 2026 |  | 不适用 | 运行参数继承参考Generators_data.csv的风电/光伏设定
1800 | QH | 3 | 青海 | Haibei AP | Gangcha | 刚察县逸兆新能源有限公司青海刚察三期20兆瓦并网光伏发电项目 | Qinghai Gangcha Yizhao solar farm | 3 | 光伏 | PV | 20 | operating | 2016 | Qinghai Green Power Generation Group Co Ltd [100%] | Gangcha Yizhao New Energy | 37.3257 | 100.1402 | L100000802947 | G100000803432 | https://www.gem.wiki/Qinghai_Gangcha_Yizhao_solar_farm | Global Solar Power Tracker - February 2026 |  | 不适用 | 运行参数继承参考Generators_data.csv的风电/光伏设定
1801 | QH | 3 | 青海 | Hainan AP | Gonghe | 青海港汇光电科技有限公司共和10兆瓦并网光伏发电项目 | Qinghai Ganghui Optoelectronics Technology Gonghe solar project | -- | 光伏 | PV | 10 | operating | 2017 |  |  | 36.2830 | 100.6200 | L100001013822 | G100001015206 | https://www.gem.wiki/Qinghai_Ganghui_Optoelectronics_Technology_Gonghe_solar_project | Global Solar Power Tracker - February 2026 |  | 不适用 | 运行参数继承参考Generators_data.csv的风电/光伏设定
1802 | QH | 3 | 青海 | Haixi AP | Golmud City | 特变电工新能源海西格尔木并网光伏 20MWp发电工程 | Qinghai Goldmud TEBA solar farm | -- | 光伏 | PV | 20 | operating | 2012 | Shenneng North Energy Holding Co Ltd [100%] | Golmud TBEA New Energy | 36.3610 | 95.1242 | L100000802380 | G100000802844 | https://www.gem.wiki/Qinghai_Goldmud_TEBA_solar_farm | Global Solar Power Tracker - February 2026 |  | 不适用 | 运行参数继承参考Generators_data.csv的风电/光伏设定
1803 | QH | 3 | 青海 | Haixi AP | Golmud City | 三峡新能源格尔木清能发电有限公司格尔木光伏发电应用领跑者基地1号项目 | Qinghai Golmud "Front Runner" Three Gorges No.1 solar farm | Area 1 | 光伏 | PV | 100 | operating | 2018 | China Three Gorges New Energy (Group) Co Ltd [85%]; Sungrow Power Co Ltd [15%] | Three Gorges New Energy Golmud Qingneng Power Generation | 36.3798 | 95.0911 | L100000802926 | G100000803411 | https://www.gem.wiki/Qinghai_Golmud_"Front_Runner"_Three_Gorges_No.1_solar_farm | Global Solar Power Tracker - February 2026 |  | 不适用 | 运行参数继承参考Generators_data.csv的风电/光伏设定
1804 | QH | 3 | 青海 | Haixi AP | Golmud City | 三峡新能源格尔木清能发电有限公司格尔木光伏发电应用领跑者基地2号项目 | Qinghai Golmud "Front Runner" Three Gorges No.2 solar farm | Area 2 | 光伏 | PV | 100 | operating | 2018 | China Three Gorges New Energy (Group) Co Ltd [85%]; Sungrow Power Co Ltd [15%] | Three Gorges New Energy Golmud Qingneng Power Generation | 36.3798 | 95.0911 | L100000802924 | G100000803409 | https://www.gem.wiki/Qinghai_Golmud_"Front_Runner"_Three_Gorges_No.2_solar_farm | Global Solar Power Tracker - February 2026 |  | 不适用 | 运行参数继承参考Generators_data.csv的风电/光伏设定
1805 | QH | 3 | 青海 | Haixi AP | Golmud City | 三峡新能源格尔木清能发电有限公司格尔木光伏发电应用领跑者基地3号项目 | Qinghai Golmud "Front Runner" Three Gorges No.3 solar farm | Area 3 | 光伏 | PV | 100 | operating | 2018 | China Three Gorges New Energy (Group) Co Ltd [85%]; Sungrow Power Co Ltd [15%] | Three Gorges New Energy Golmud Qingneng Power Generation | 36.3798 | 95.0911 | L100000802925 | G100000803410 | https://www.gem.wiki/Qinghai_Golmud_"Front_Runner"_Three_Gorges_No.3_solar_farm | Global Solar Power Tracker - February 2026 |  | 不适用 | 运行参数继承参考Generators_data.csv的风电/光伏设定
1806 | QH | 3 | 青海 | Haixi AP | Golmud City | 三峡新能源格尔木清能发电有限公司格尔木光伏发电应用领跑者基地4号项目 | Qinghai Golmud "Front Runner" Three Gorges No.4 solar farm | Area 4 | 光伏 | PV | 100 | operating | 2018 | China Three Gorges New Energy (Group) Co Ltd [85%]; Sungrow Power Co Ltd [15%] | Three Gorges New Energy Golmud Qingneng Power Generation | 36.3798 | 95.0911 | L100000802927 | G100000803412 | https://www.gem.wiki/Qinghai_Golmud_"Front_Runner"_Three_Gorges_No.4_solar_farm | Global Solar Power Tracker - February 2026 |  | 不适用 | 运行参数继承参考Generators_data.csv的风电/光伏设定
1807 | QH | 3 | 青海 | Haixi AP | Golmud City | 三峡新能源格尔木清能发电有限公司格尔木光伏发电应用领跑者基地5号项目 | Qinghai Golmud "Front Runner" Three Gorges No.5 solar farm | Area 5 | 光伏 | PV | 100 | operating | 2018 | China Three Gorges New Energy (Group) Co Ltd [85%]; Sungrow Power Co Ltd [15%] | Three Gorges New Energy Golmud Qingneng Power Generation | 36.3798 | 95.0911 | L100000802928 | G100000803413 | https://www.gem.wiki/Qinghai_Golmud_"Front_Runner"_Three_Gorges_No.5_solar_farm | Global Solar Power Tracker - February 2026 |  | 不适用 | 运行参数继承参考Generators_data.csv的风电/光伏设定
1808 | QH | 3 | 青海 | Haixi AP | Golmud City | 三峡能源青海格尔木1100MW光伏光热项目1000MW光伏 | Qinghai Golmud (Three Gorges) 1100 MW solar power plant | Photovoltaic | 光伏 | PV | 1000 | operating | 2023 | China Three Gorges Renewables (Group) Co Ltd [100%] | Three Gorges New Energy Golmud Power Generation | 36.8040 | 93.3410 | L100000810943 | G100000813390 | https://www.gem.wiki/Qinghai_Golmud_(Three_Gorges)_1100_MW_solar_power_plant | Global Solar Power Tracker - February 2026 |  | 不适用 | 运行参数继承参考Generators_data.csv的风电/光伏设定
1809 | QH | 3 | 青海 | Haixi AP | Golmud City | 三峡能源青海格尔木1100MW光伏光热项目100MW光热 | Qinghai Golmud (Three Gorges) 1100 MW solar power plant | Solar Thermal | 光伏 | Solar Thermal | 100 | operating | 2025 | China Three Gorges Renewables (Group) Co Ltd [100%] | Three Gorges New Energy Golmud Power Generation | 36.8302 | 93.2901 | L100000810943 | G100000813388 | https://www.gem.wiki/Qinghai_Golmud_(Three_Gorges)_1100_MW_solar_power_plant | Global Solar Power Tracker - February 2026 |  | 不适用 | 运行参数继承参考Generators_data.csv的风电/光伏设定
1810 | QH | 3 | 青海 | Haixi AP | Golmud City | 格尔木光科光伏新能源有限公司格尔木20兆瓦并网光伏发电项目 | Qinghai Golmud Guangke solar farm | -- | 光伏 | PV | 20 | operating | 2017 | Hainan Guangke Photovoltaic New Energy Co Ltd [100%] | Golmud Guangke Photovoltaic New Energy | 36.3829 | 94.9061 | L100000802975 | G100000803462 | https://www.gem.wiki/Qinghai_Golmud_Guangke_solar_farm | Global Solar Power Tracker - February 2026 |  | 不适用 | 运行参数继承参考Generators_data.csv的风电/光伏设定
1811 | QH | 3 | 青海 | Haixi AP | Golmud City | 青海黄河上游水电开发有限责任公司格尔木新增30兆瓦并网光伏发电项目 | Qinghai Golmud HHSD Newly Added solar farm | -- | 光伏 | PV | 30 | operating | 2016 | Qinghai Upper Yellow River Hydropower Development Co Ltd [100%] | Qinghai Upper Yellow River Hydropower Development CO LTD Golmud Solar Power Generation Branch | 36.3927 | 95.0926 | L100000802965 | G100000803452 | https://www.gem.wiki/Qinghai_Golmud_HHSD_Newly_Added_solar_farm | Global Solar Power Tracker - February 2026 |  | 不适用 | 运行参数继承参考Generators_data.csv的风电/光伏设定
1812 | QH | 3 | 青海 | Haixi AP | Golmud City | 青海黄河上游水电开发有限责任公司格尔木市四期60兆瓦并网光伏发电项目 | Qinghai Golmud HHSD solar farm | 4 | 光伏 | PV | 60 | operating | 2015 | Qinghai Upper Yellow River Hydropower Development Co Ltd [100%] | Qinghai Upper Yellow River Hydropower Development CO LTD Golmud Solar Power Generation Branch | 36.3798 | 95.0911 | L100000802960 | G100000803447 | https://www.gem.wiki/Qinghai_Golmud_HHSD_solar_farm | Global Solar Power Tracker - February 2026 |  | 不适用 | 运行参数继承参考Generators_data.csv的风电/光伏设定
1813 | QH | 3 | 青海 | Haixi AP | Golmud City | 青海华恒新能源有限公司格尔木市50兆瓦并网光伏发电项目 | Qinghai Golmud Huaheng solar farm | -- | 光伏 | PV | 50 | operating | 2016 | Qinghai Zhexineng Qingfa Energy Co Ltd [100%] | Qinghai Huaheng New Energy | 36.3927 | 95.0926 | L100000802962 | G100000803449 | https://www.gem.wiki/Qinghai_Golmud_Huaheng_solar_farm | Global Solar Power Tracker - February 2026 |  | 不适用 | 运行参数继承参考Generators_data.csv的风电/光伏设定
1814 | QH | 3 | 青海 | Haixi AP | Golmud City | 华能格尔木光伏发电海西格尔木并网光伏项目四期65.0MW发电工程 | Qinghai Golmud Huaneng 65MW solar farm | 4 | 光伏 | PV | 65 | operating | 2014 | Huaneng Renewables Corp Ltd [100%] | Huaneng Gomud Pv Power Generation | 36.3829 | 94.9061 | L100000803294 | G100000803800 | https://www.gem.wiki/Qinghai_Golmud_Huaneng_65MW_solar_farm | Global Solar Power Tracker - February 2026 |  | 不适用 | 运行参数继承参考Generators_data.csv的风电/光伏设定
1815 | QH | 3 | 青海 | Haixi AP | Golmud City | 格尔木华能太阳能有限公司格尔木市45兆瓦并网光伏发电项目 | Qinghai Golmud Huaneng solar farm | -- | 光伏 | PV | 45 | operating | 2015 | Huaneng Qinghai Power Generation Co Ltd [100%] | Golmud Huaneng Solar Power Generation | 36.4037 | 95.0939 | L100000803117 | G100000803608 | https://www.gem.wiki/Qinghai_Golmud_Huaneng_solar_farm | Global Solar Power Tracker - February 2026 |  | 不适用 | 运行参数继承参考Generators_data.csv的风电/光伏设定
1816 | QH | 3 | 青海 | Haixi AP | Golmud City | 青海格尔木光伏发电产业园区2016-1#地块50MWp光伏电站项目 | Qinghai Golmud Huaneng Tuori solar farm | -- | 光伏 | PV | 50 | operating | 2017 | Huaneng Qinghai Power Generation Co Ltd [60%]; Qinghai Tuori New Energy Technology Co Ltd [30%]; Qinghai Baineng Huitong New Energy Technology Co Ltd [10%] | Golmud Huaneng Tuori New Energy Power Generation | 36.3927 | 95.0926 | L100000802977 | G100000803464 | https://www.gem.wiki/Qinghai_Golmud_Huaneng_Tuori_solar_farm | Global Solar Power Tracker - February 2026 |  | 不适用 | 运行参数继承参考Generators_data.csv的风电/光伏设定
1817 | QH | 3 | 青海 | Haixi AP | Golmud City | 格尔木光伏发电园区2016-7#地块20MWp光伏发电项目 | Qinghai Golmud Huazhi solar farm | -- | 光伏 | PV | 20 | operating | 2017 | Qinghai Tuori New Energy Technology Co Ltd [20%]; Qinghai Provincial Development Investment Co Ltd [5%]; Qinghai Green Power Generation Group Co Ltd [75%] | Qinghai Huazhi New Energy | 36.3798 | 95.0911 | L100000802956 | G100000803442 | https://www.gem.wiki/Qinghai_Golmud_Huazhi_solar_farm | Global Solar Power Tracker - February 2026 |  | 不适用 | 运行参数继承参考Generators_data.csv的风电/光伏设定
1818 | QH | 3 | 青海 | Haixi AP | Golmud City | 青海油田格尔木燃机电站重启及配套新能源项目100万千瓦凯驰光伏电站 ; 青海油田乌图美仁凯驰光伏电站 | Qinghai Golmud Kaichi solar farm | -- | 光伏 | PV | 1000 | operating | 2024 | China National Petroleum Corp [100%] |  | 36.8806 | 93.2185 | L100001044846 | G100001050364 | https://www.gem.wiki/Qinghai_Golmud_Kaichi_solar_farm | Global Solar Power Tracker - February 2026 |  | 不适用 | 运行参数继承参考Generators_data.csv的风电/光伏设定
1819 | QH | 3 | 青海 | Haixi AP | Golmud City | 格尔木液态压缩空气储能示范项目 ; 鲁能6万千瓦液态压缩空气储能项目配套25万千瓦光伏项目 ; 中国绿发6万千瓦/60万千瓦时液态压缩空气储能项目配套25万千瓦光伏项目 | Qinghai Golmud Liquified Compressed Air Power Storage Demonstration Project associated solar farm | -- | 光伏 | PV | 250 | operating | 2024 | China Lüfa Investment Group Co Ltd [100%] | Qinghai Golmud Luneng New Energy | 36.7110 | 92.0620 | L100000828652 | G100000832341 | https://www.gem.wiki/Qinghai_Golmud_Liquified_Compressed_Air_Power_Storage_Demonstration_Project_associated_solar_farm | Global Solar Power Tracker - February 2026 |  | 不适用 | 运行参数继承参考Generators_data.csv的风电/光伏设定
1820 | QH | 3 | 青海 | Haixi AP | Golmud City | 青海格尔木光伏发电产业园区2016-6#地块20MWp光伏电站项目 | Qinghai Golmud Luneng solar farm | PV | 光伏 | PV | 20 | operating | 2017 | Luneng New Energy (Group) Co Ltd [100%] | Qinghai Golmud Luneng New Energy | 36.3798 | 95.0911 | L100000802923 | G100000803408 | https://www.gem.wiki/Qinghai_Golmud_Luneng_solar_farm | Global Solar Power Tracker - February 2026 |  | 不适用 | 运行参数继承参考Generators_data.csv的风电/光伏设定
1821 | QH | 3 | 青海 | Haixi AP | Golmud City | 鲁能海西州50MW塔式光热发电项目 | Qinghai Golmud Luneng solar farm | Solar Thermal | 光伏 | Solar Thermal | 50 | operating | 2019 | Luneng New Energy (Group) Co Ltd [100%] | Qinghai Golmud Luneng New Energy | 36.3798 | 95.0911 | L100000802923 | G100000813389 | https://www.gem.wiki/Qinghai_Golmud_Luneng_solar_farm | Global Solar Power Tracker - February 2026 |  | 不适用 | 运行参数继承参考Generators_data.csv的风电/光伏设定
1822 | QH | 3 | 青海 | Haixi AP | Golmud City | 龙源电力格尔木50万千瓦光伏熔盐储能项目 | Qinghai Golmud Molten Salt Energy Storage Demonstration solar farm | -- | 光伏 | PV | 450 | operating | 2025 | China Energy Investment Group Longyuan (Qinghai) New Energy Co Ltd [100%] |  | 36.3330 | 94.7530 | L100000828653 | G100000832342 | https://www.gem.wiki/Qinghai_Golmud_Molten_Salt_Energy_Storage_Demonstration_solar_farm | Global Solar Power Tracker - February 2026 |  | 不适用 | 运行参数继承参考Generators_data.csv的风电/光伏设定
1823 | QH | 3 | 青海 | Haixi AP | Golmud City | 格尔木西北水电新能源有限公司格尔木市20兆瓦并网光伏发电项目 | Qinghai Golmud Northwest Hydropower solar farm | -- | 光伏 | PV | 20 | operating | 2016 | China Power Construction New Energy Group Co Ltd [70%]; China Power Construction Group Qinghai Electric Power Design Institute Co Ltd [30%] | Golmud Northwest Hydropower New Energy | 36.3829 | 94.9061 | L100000802974 | G100000803461 | https://www.gem.wiki/Qinghai_Golmud_Northwest_Hydropower_solar_farm | Global Solar Power Tracker - February 2026 |  | 不适用 | 运行参数继承参考Generators_data.csv的风电/光伏设定
1824 | QH | 3 | 青海 | Haixi AP | Golmud City | 青海格尔木光伏发电产业园区2016-8#地块100MWp光伏电站投资主体招标项目 | Qinghai Golmud Photovoltaic Power Generation Industrial Park 2016-8 solar farm | -- | 光伏 | PV | 100 | operating | 2017 | Qinghai Upper Yellow River Hydropower Development Co Ltd [100%] | Qinghai Upper Yellow River Hydropower Development CO LTD Golmud Solar Power Generation Branch | 36.3829 | 94.9061 | L100000802963 | G100000803450 | https://www.gem.wiki/Qinghai_Golmud_Photovoltaic_Power_Generation_Industrial_Park_2016-8_solar_farm | Global Solar Power Tracker - February 2026 |  | 不适用 | 运行参数继承参考Generators_data.csv的风电/光伏设定
1825 | QH | 3 | 青海 | Haixi AP | Golmud City | 格尔木阳光启恒新能源有限公司格尔木市30兆瓦并网光伏发电项目 | Qinghai Golmud Sunshine Qiheng solar farm | -- | 光伏 | PV | 30 | operating | 2016 | China Three Gorges New Energy (Group) Co Ltd [100%] | Golmud Sunshine Qiheng New Energy | 36.3927 | 95.0926 | L100000802969 | G100000803456 | https://www.gem.wiki/Qinghai_Golmud_Sunshine_Qiheng_solar_farm | Global Solar Power Tracker - February 2026 |  | 不适用 | 运行参数继承参考Generators_data.csv的风电/光伏设定
1826 | QH | 3 | 青海 | Haixi AP | Golmud City | 华电格尔木乌图美仁10万千瓦光伏项目 | Qinghai Golmud Wutumeiren (Huadian) solar farm | -- | 光伏 | PV | 100 | operating |  | China Huadian Group LTD Qinghai Branch Co [100%] |  | 36.8810 | 93.1290 | L100000828654 | G100000832343 | https://www.gem.wiki/Qinghai_Golmud_Wutumeiren_(Huadian)_solar_farm | Global Solar Power Tracker - February 2026 |  | 不适用 | 运行参数继承参考Generators_data.csv的风电/光伏设定
1827 | QH | 3 | 青海 | Haixi AP | Golmud City | 青海格尔木夏日哈木镍钴矿智慧能源系统100MWp光伏发电(二期20MWp)工程 | Qinghai Golmud Xiarihamu Nickel Mine smart solar farm | 1-2 | 光伏 | PV | 20 | operating | 2022 | State Power Investment Group Yellow River Upstream Hydropower Development Co Ltd [100%] |  | 36.8550 | 93.1290 | L100000828656 | G100000832346 | https://www.gem.wiki/Qinghai_Golmud_Xiarihamu_Nickel_Mine_smart_solar_farm | Global Solar Power Tracker - February 2026 |  | 不适用 | 运行参数继承参考Generators_data.csv的风电/光伏设定
1828 | QH | 3 | 青海 | Haixi AP | Golmud City | 格尔木亚硅一期20兆瓦并网光伏发电项目 | Qinghai Golmud Yagui solar farm | 1 | 光伏 | PV | 20 | operating | 2017 | Asia Silicon Industry (Qinghai) Co Ltd [100%] | Golmud ASI New Energy | 36.3798 | 95.0911 | L100000802937 | G100000803422 | https://www.gem.wiki/Qinghai_Golmud_Yagui_solar_farm | Global Solar Power Tracker - February 2026 |  | 不适用 | 运行参数继承参考Generators_data.csv的风电/光伏设定
1829 | QH | 3 | 青海 | Golog AP | Maqên | 果洛州300万千瓦光牧储一期项目, 果洛玛沁8.6万千瓦牧光储多能互补项目 | Qinghai Golog (China Energy Investment) Pastoral solar farm with storage | 1 - Batch 1 | 光伏 | PV | 86 | operating | 2022 |  | China Energy Investment (Guoluo) New Energy Development | 34.4960 | 100.2270 | L100000828657 | G100000832348 | https://www.gem.wiki/Qinghai_Golog_(China_Energy_Investment)_Pastoral_solar_farm_with_storage | Global Solar Power Tracker - February 2026 |  | 不适用 | 运行参数继承参考Generators_data.csv的风电/光伏设定
1830 | QH | 3 | 青海 | Golog AP | Maqên | 果洛州300万千瓦光牧储一期项目, 国能果洛州玛沁县20万千瓦光伏项目二期21.4万千瓦 | Qinghai Golog (China Energy Investment) Pastoral solar farm with storage | 1 - Batch 2 | 光伏 | PV | 214 | operating | 2024 |  | China Energy Investment (Guoluo) New Energy Development | 34.4960 | 100.2270 | L100000828657 | G100001050368 | https://www.gem.wiki/Qinghai_Golog_(China_Energy_Investment)_Pastoral_solar_farm_with_storage | Global Solar Power Tracker - February 2026 |  | 不适用 | 运行参数继承参考Generators_data.csv的风电/光伏设定
1831 | QH | 3 | 青海 | Hainan AP | Gonghe | 伏山共和100万千瓦源网荷储项目 | Qinghai Gonghe 1000 MW "Source/Grid/Load/Storage" (Fushan) solar farm | -- | 光伏 | PV | 700 | operating | 2025 |  | Hainan Prefecture Yellow River Fushan Power Generation | 35.9868 | 100.2337 | L100000827109 | G100000830560 | https://www.gem.wiki/Qinghai_Gonghe_1000_MW_"Source/Grid/Load/Storage"_(Fushan)_solar_farm | Global Solar Power Tracker - February 2026 |  | 不适用 | 运行参数继承参考Generators_data.csv的风电/光伏设定
1832 | QH | 3 | 青海 | Hainan AP | Gonghe | 隆发共和100万千瓦源网荷储项目 | Qinghai Gonghe 1000 MW "Source/Grid/Storage/Load" (Longfa) solar farm | -- | 光伏 | PV | 700 | operating | 2025 | Hainan Prefecture Longfa New Energy Co Ltd [100%] |  | 36.3797 | 100.0053 | L100000827111 | G100000830563 | https://www.gem.wiki/Qinghai_Gonghe_1000_MW_"Source/Grid/Storage/Load"_(Longfa)_solar_farm | Global Solar Power Tracker - February 2026 |  | 不适用 | 运行参数继承参考Generators_data.csv的风电/光伏设定
1833 | QH | 3 | 青海 | Hainan AP | Gonghe | 中电建共和100万千瓦光伏光热项目 | Qinghai Gonghe 1000 MW (China Power Construction) solar farm | PV | 光伏 | PV | 900 | operating | 2025 | Hainan Prefecture Northwest Hydropower New Energy Co Ltd [100%] |  | 36.1005 | 100.6266 | L100000827112 | G100000830564 | https://www.gem.wiki/Qinghai_Gonghe_1000_MW_(China_Power_Construction)_solar_farm | Global Solar Power Tracker - February 2026 |  | 不适用 | 运行参数继承参考Generators_data.csv的风电/光伏设定
1834 | QH | 3 | 青海 | Hainan AP | Gonghe | 中电建共和100万千瓦光伏光热项目 | Qinghai Gonghe 1000 MW (China Power Construction) solar farm | Solar Thermal | 光伏 | Solar Thermal | 100 | operating | 2025 | Hainan Prefecture Northwest Hydropower New Energy Co Ltd [100%] |  | 36.1005 | 100.6266 | L100000827112 | G100000830565 | https://www.gem.wiki/Qinghai_Gonghe_1000_MW_(China_Power_Construction)_solar_farm | Global Solar Power Tracker - February 2026 |  | 不适用 | 运行参数继承参考Generators_data.csv的风电/光伏设定
1835 | QH | 3 | 青海 | Hainan AP | Gonghe | 共和县柴达木能源开发有限公司共和二期20兆瓦并网光伏发电项目 | Qinghai Gonghe Chaidamu solar farm | 2 | 光伏 | PV | 20 | operating | 2015 | Qinghai Chaidamu Energy Investment Development Co Ltd [100%] | Gonghe Chaidamu Energy Development | 36.2096 | 100.5985 | L100000802950 | G100000803436 | https://www.gem.wiki/Qinghai_Gonghe_Chaidamu_solar_farm | Global Solar Power Tracker - February 2026 |  | 不适用 | 运行参数继承参考Generators_data.csv的风电/光伏设定
1836 | QH | 3 | 青海 | Hainan AP | Gonghe | 大唐国际共和宇成电厂 | Qinghai Gonghe Datang solar farm | 4 | 光伏 | PV | 20 | operating | 2016 | Qinghai Datang International New Energy Co Ltd [100%] | Qinghai Datang International Gonghe Photovoltaic Power Generation | 36.2774 | 100.6237 | L100000802918 | G100000803403 | https://www.gem.wiki/Qinghai_Gonghe_Datang_solar_farm | Global Solar Power Tracker - February 2026 |  | 不适用 | 运行参数继承参考Generators_data.csv的风电/光伏设定
1837 | QH | 3 | 青海 | Hainan AP | Gonghe | 华电共和20兆瓦光伏发电项目 | Qinghai Gonghe Huadian solar farm | 1 | 光伏 | PV | 20 | operating | 2018 | Huadian New Energy Group Co Ltd [100%] | Huadian Gonghe Solar Power Generation | 36.2076 | 100.6101 | L100000802979 | G100000803466 | https://www.gem.wiki/Qinghai_Gonghe_Huadian_solar_farm | Global Solar Power Tracker - February 2026 |  | 不适用 | 运行参数继承参考Generators_data.csv的风电/光伏设定
1838 | QH | 3 | 青海 | Hainan AP | Gonghe | 青海华电大通发电有限公司共和25MWp并网光伏发电项目 | Qinghai Gonghe Huadian solar farm | 2 | 光伏 | PV | 25 | operating | 2016 | Huadian New Energy Group Co Ltd [100%] | Huadian Gonghe Solar Power Generation | 36.7228 | 99.7833 | L100000802979 | G100000803467 | https://www.gem.wiki/Qinghai_Gonghe_Huadian_solar_farm | Global Solar Power Tracker - February 2026 |  | 不适用 | 运行参数继承参考Generators_data.csv的风电/光伏设定
1839 | QH | 3 | 青海 | Hainan AP | Gonghe | 共和华能太阳能发电有限公司共和县25兆瓦并网光伏发电项目 | Qinghai Gonghe Huaneng solar farm | -- | 光伏 | PV | 25 | operating | 2016 | Huaneng Qinghai Power Generation Co Ltd [100%] | Gonghe Huaneng Solar Power Generation | 36.2096 | 100.5985 | L100000802919 | G100000803404 | https://www.gem.wiki/Qinghai_Gonghe_Huaneng_solar_farm | Global Solar Power Tracker - February 2026 |  | 不适用 | 运行参数继承参考Generators_data.csv的风电/光伏设定
1840 | QH | 3 | 青海 | Hainan AP | Gonghe | 海南州蓝天新能源发电有限公司共和20兆瓦并网光伏发电项目 | Qinghai Gonghe Lantian solar farm | -- | 光伏 | PV | 20 | operating | 2016 | Xinjiang Silk Road Runyuan New Energy Co Ltd [100%] | Hainan Lantian New Energy Power Generation | 36.2096 | 100.5985 | L100000802941 | G100000803426 | https://www.gem.wiki/Qinghai_Gonghe_Lantian_solar_farm | Global Solar Power Tracker - February 2026 |  | 不适用 | 运行参数继承参考Generators_data.csv的风电/光伏设定
1841 | QH | 3 | 青海 | Hainan AP | Gonghe | 海南州明晖新能源有限公司共和2016年50兆瓦并网光伏发电项目 | Qinghai Gonghe Minghui solar farm | -- | 光伏 | PV | 50 | operating | 2016 | Shanghai Zhijian New Energy Development Co Ltd [100%] | Hainan Minghui New Energy | 36.2096 | 100.5985 | L100000802943 | G100000803428 | https://www.gem.wiki/Qinghai_Gonghe_Minghui_solar_farm | Global Solar Power Tracker - February 2026 |  | 不适用 | 运行参数继承参考Generators_data.csv的风电/光伏设定
1842 | QH | 3 | 青海 | Hainan AP | Gonghe | 黄河共和国家级100MWp实验实证基地 | Qinghai Gonghe National Level Photovoltaic Solar Testing and Proving Base | -- | 光伏 | PV | 100 | operating |  | Qinghai Yellow River Upstream Hydro Development Company Ltd. [100%] | Qinghai Upper Yellow River Hydropower Development CO LTD Xining Solar Power Branch | 36.1875 | 100.5735 | L100000802054 | G100000802396 | https://www.gem.wiki/Qinghai_Gonghe_National_Level_Photovoltaic_Solar_Testing_and_Proving_Base | Global Solar Power Tracker - February 2026 |  | 不适用 | 运行参数继承参考Generators_data.csv的风电/光伏设定
1843 | QH | 3 | 青海 | Hainan AP | Gonghe | 青海黄河上游水电开发有限责任公司共和县100兆瓦国家光伏发电试验测试基地项目 | Qinghai Gonghe National Photovoltaic Power Generation Test Base solar farm | -- | 光伏 | PV | 100 | operating | 2016 | Qinghai Upper Yellow River Hydropower Development Co Ltd [100%] | Photovoltaic Industry Technology Branch of Qinghai Upper Yellow River Hydropower Development | 36.2096 | 100.5985 | L100000802955 | G100000803441 | https://www.gem.wiki/Qinghai_Gonghe_National_Photovoltaic_Power_Generation_Test_Base_solar_farm | Global Solar Power Tracker - February 2026 |  | 不适用 | 运行参数继承参考Generators_data.csv的风电/光伏设定
1844 | QH | 3 | 青海 | Hainan AP | Gonghe | 海南州普天新能源电力海南共和并网光伏发电项目30.0MW发电工程 | Qinghai Gonghe Putian solar farm | -- | 光伏 | PV | 30 | operating | 2013 | East China Xinhua Energy Investment Co Ltd [100%] | Hainan Putian New Energy Power | 36.7228 | 99.7833 | L100000803289 | G100000803795 | https://www.gem.wiki/Qinghai_Gonghe_Putian_solar_farm | Global Solar Power Tracker - February 2026 |  | 不适用 | 运行参数继承参考Generators_data.csv的风电/光伏设定
1845 | QH | 3 | 青海 | Hainan AP | Gonghe | 海南州全盛光伏有限公司共和20兆瓦并网光伏发电项目 | Qinghai Gonghe Quansheng solar farm | -- | 光伏 | PV | 20 | operating | 2016 | Wang Kai [25%]; Luo Gan [25%]; Xia Kai [25%]; Bao Quanjun [25%] | Hainan Quansheng Photovoltaic | 36.2096 | 100.5985 | L100000802957 | G100000803443 | https://www.gem.wiki/Qinghai_Gonghe_Quansheng_solar_farm | Global Solar Power Tracker - February 2026 |  | 不适用 | 运行参数继承参考Generators_data.csv的风电/光伏设定
1846 | QH | 3 | 青海 | Hainan AP | Gonghe | 中核汇能青海海南州25万千瓦源网荷储光伏项目 | Qinghai Gonghe Source Grid Load Storage solar farm | -- | 光伏 | PV | 250 | operating | 2025 | China Nuclear Huineng (Qinghai) Energy Co Ltd |  | 36.1241 | 100.4295 | L100001063274 | G100001072677 | https://www.gem.wiki/Qinghai_Gonghe_Source_Grid_Load_Storage_solar_farm | Global Solar Power Tracker - February 2026 |  | 不适用 | 运行参数继承参考Generators_data.csv的风电/光伏设定
1847 | QH | 3 | 青海 | Hainan AP | Gonghe | 中电投黄河水电公司共和30兆瓦并网光伏电站 | Qinghai Gonghe SPIC Huanghe Hydropower solar farm | -- | 光伏 | PV | 30 | operating | 2012 | State Power Investment Corp Ltd [94%]; unknown [6%] | State Power Investment Group Upper Yellow River Hydropower Development | 36.1875 | 100.5735 | L100000802051 | G100000802392 | https://www.gem.wiki/Qinghai_Gonghe_SPIC_Huanghe_Hydropower_solar_farm | Global Solar Power Tracker - February 2026 |  | 不适用 | 运行参数继承参考Generators_data.csv的风电/光伏设定
1848 | QH | 3 | 青海 | Hainan AP | Gonghe | 大唐青海能源开发有限公司海南州塔拉滩 10 万千瓦平价光伏项目 | Qinghai Gonghe Talatan (Datang) solar farm | -- | 光伏 | PV | 100 | operating | 2021 | Datang Qinghai Energy Development Co Ltd [100%] | Datang Gonghe Clean Energy | 36.1907 | 100.5422 | L100000810945 | G100000813391 | https://www.gem.wiki/Qinghai_Gonghe_Talatan_(Datang)_solar_farm | Global Solar Power Tracker - February 2026 |  | 不适用 | 运行参数继承参考Generators_data.csv的风电/光伏设定
1849 | QH | 3 | 青海 | Hainan AP | Gonghe | 华能青海发电有限公司海南州塔拉滩 5 万千瓦平价光伏项目 | Qinghai Gonghe Talatan (Huaneng) solar farm | -- | 光伏 | PV | 50 | operating | 2021 | Huaneng International Power Development Corp [100%] | Huaneng Qinghai Power Generation | 36.1907 | 100.5422 | L100000810946 | G100000813392 | https://www.gem.wiki/Qinghai_Gonghe_Talatan_(Huaneng)_solar_farm | Global Solar Power Tracker - February 2026 |  | 不适用 | 运行参数继承参考Generators_data.csv的风电/光伏设定
1850 | QH | 3 | 青海 | Hainan AP | Gonghe | 阳光电源（青海）有限公司海南州塔拉滩 10 万千瓦平价光伏项目 | Qinghai Gonghe Talatan (Sungrow) solar farm | -- | 光伏 | PV | 100 | operating | 2021 | Hefei Haopeng New Energy Technology Co Ltd [100%] | Hainan Chunjie New Energy | 36.1907 | 100.5422 | L100000810948 | G100000813394 | https://www.gem.wiki/Qinghai_Gonghe_Talatan_(Sungrow)_solar_farm | Global Solar Power Tracker - February 2026 |  | 不适用 | 运行参数继承参考Generators_data.csv的风电/光伏设定
1851 | QH | 3 | 青海 | Hainan AP | Gonghe | 共和天城新能源有限公司20兆瓦并网光伏发电项目 | Qinghai Gonghe Tiancheng solar farm | -- | 光伏 | PV | 20 | operating | 2016 | Qinghai Tuori New Energy Technology Co Ltd [100%] | Gonghe Tiancheng New Energy | 36.2096 | 100.5985 | L100000802920 | G100000803405 | https://www.gem.wiki/Qinghai_Gonghe_Tiancheng_solar_farm | Global Solar Power Tracker - February 2026 |  | 不适用 | 运行参数继承参考Generators_data.csv的风电/光伏设定
1852 | QH | 3 | 青海 | Hainan AP | Gonghe | 共和县新特光伏发电海南共和并网光伏发电项目20.0MW发电工程 | Qinghai Gonghe Xinte solar farm | -- | 光伏 | PV | 20 | operating | 2015 | State Power Investment Group Chongqing Electric Power Co Ltd [100%] | Gonghe Xinte Photovoltaic Power Generation | 36.7228 | 99.7833 | L100000803291 | G100000803797 | https://www.gem.wiki/Qinghai_Gonghe_Xinte_solar_farm | Global Solar Power Tracker - February 2026 |  | 不适用 | 运行参数继承参考Generators_data.csv的风电/光伏设定
1853 | QH | 3 | 青海 | Hainan AP | Gonghe | 共和正泰光伏发电海南共和并网光伏发电项目20.0MW发电工程 | Qinghai Gonghe Zhengtai solar farm | -- | 光伏 | PV | 20 | operating | 2015 | Zhejiang Chint New Energy Development Co Ltd [30%]; State Power Investment Group Chongqing Electric Power Co Ltd [70%] | Gonghe Zhengtai Photovoltaic Power Generation | 36.7228 | 99.7833 | L100000803290 | G100000803796 | https://www.gem.wiki/Qinghai_Gonghe_Zhengtai_solar_farm | Global Solar Power Tracker - February 2026 |  | 不适用 | 运行参数继承参考Generators_data.csv的风电/光伏设定
1854 | QH | 3 | 青海 | Hainan AP | Gonghe | 中安永泰（青海）经济技术合作有限公司共和50兆瓦并网光伏发电项目 | Qinghai Gonghe Zhong'an Yongtai solar farm | -- | 光伏 | PV | 50 | operating | 2016 | Zhong An Yongtai Economic and Technical Cooperation Co Ltd [90%]; unknown [10%] | Zhong'an Yongtai (Qinghai) Economic and Technological Cooperation | 36.2096 | 100.5985 | L100000802922 | G100000803407 | https://www.gem.wiki/Qinghai_Gonghe_Zhong'an_Yongtai_solar_farm | Global Solar Power Tracker - February 2026 |  | 不适用 | 运行参数继承参考Generators_data.csv的风电/光伏设定
1855 | QH | 3 | 青海 | Hainan AP | Gonghe | 中利腾晖海南电力有限公司共和四期50兆瓦并网发电项目 | Qinghai Gonghe Zhongli Tenghui solar farm | 4 | 光伏 | PV | 50 | operating | 2015 | Huaneng Gongrong No. 1 (Tianjin) Equity Investment Fund Partnership (Limited Partnership) [60%]; Huaneng Gongrong No. 2 (Tianjin) Equity Investment Fund Partnership (Limited Partnership) [40%] | Zhongli Tenghui Hainan Electric Power | 36.2096 | 100.5985 | L100000802952 | G100000803438 | https://www.gem.wiki/Qinghai_Gonghe_Zhongli_Tenghui_solar_farm | Global Solar Power Tracker - February 2026 |  | 不适用 | 运行参数继承参考Generators_data.csv的风电/光伏设定
1856 | QH | 3 | 青海 | Hainan AP | Gonghe | 海南州铸玛光能新能源海南共和并网光伏发电项目30.0MW发电工程 | Qinghai Gonghe Zhuma solar farm | -- | 光伏 | PV | 30 | operating | 2014 | Qinghai Zhuma Sapphire Crystal Co Ltd [0%]; China Three Gorges New Energy (Group) Co Ltd [99%] | Hainan Zhuma New Energy | 36.7228 | 99.7833 | L100000803293 | G100000803799 | https://www.gem.wiki/Qinghai_Gonghe_Zhuma_solar_farm | Global Solar Power Tracker - February 2026 |  | 不适用 | 运行参数继承参考Generators_data.csv的风电/光伏设定
1857 | QH | 3 | 青海 |  |  | 青海省绿色发电集团股份有限公司青海瑞合铝箔有限公司5.8MWp屋顶分布式光伏发电项目 | Qinghai Green Group Qinghai Ruihe Aluminum Foil solar project | -- | 光伏 | PV | 5.8 | operating | 2017 |  |  | 35.4071 | 95.9521 | L100001013823 | G100001015207 | https://www.gem.wiki/Qinghai_Green_Group_Qinghai_Ruihe_Aluminum_Foil_solar_project | Global Solar Power Tracker - February 2026 |  | 不适用 | 运行参数继承参考Generators_data.csv的风电/光伏设定
1858 | QH | 3 | 青海 | Xining | Chengbei District | 青海省绿色发电集团股份有限公司西宁城北生物产业园食品保健品集聚区1439.2kWP屋顶分布式光伏发电项目 | Qinghai Green Group solar project | -- | 光伏 | PV | 1.4 | operating | 2017 |  |  | 36.6695 | 101.7253 | L100001013824 | G100001015208 | https://www.gem.wiki/Qinghai_Green_Group_solar_project | Global Solar Power Tracker - February 2026 |  | 不适用 | 运行参数继承参考Generators_data.csv的风电/光伏设定
1859 | QH | 3 | 青海 | Hainan AP | Guinan | 黄河贵南县清洁取暖配套10万千瓦光伏项目, 贵南县清洁供暖源网荷储一体化100兆瓦光伏项目 | Qinghai Guinan Clean Heat solar farm | -- | 光伏 | PV | 100 | operating | 2025 | Yellow River Upstream Hydropower Development Co Ltd [100%] |  | 35.5859 | 100.8056 | L100000828663 | G100000832355 | https://www.gem.wiki/Qinghai_Guinan_Clean_Heat_solar_farm | Global Solar Power Tracker - February 2026 |  | 不适用 | 运行参数继承参考Generators_data.csv的风电/光伏设定
1860 | QH | 3 | 青海 | Golog AP | Maqên | 青海果洛“光牧储”光伏电站 | Qinghai Guoluo Maqin solar farm | -- | 光伏 | PV | 43 | operating | 2022 |  |  | 34.4771 | 100.2382 | L100000827113 | G100000830566 | https://www.gem.wiki/Qinghai_Guoluo_Maqin_solar_farm | Global Solar Power Tracker - February 2026 |  | 不适用 | 运行参数继承参考Generators_data.csv的风电/光伏设定
1861 | QH | 3 | 青海 | Haibei | Gangcha | 刚察县120万千瓦“源网荷储”一体化光伏项目一期 | Qinghai Haibei (Guoneng) Source/Grid/Load/Storage solar farm | 1 | 光伏 | PV | 300 | operating | 2023 |  | China Energy Investment Group Qinghai Electric Power | 37.6213 | 100.4188 | L100001018939 | G100001021268 | https://www.gem.wiki/Qinghai_Haibei_(Guoneng)_Source/Grid/Load/Storage_solar_farm | Global Solar Power Tracker - February 2026 |  | 不适用 | 运行参数继承参考Generators_data.csv的风电/光伏设定
1862 | QH | 3 | 青海 | Haibei | Gangcha | 刚察县120万千瓦“源网荷储”一体化光伏项目二期 | Qinghai Haibei (Guoneng) Source/Grid/Load/Storage solar farm | 2 | 光伏 | PV | 300 | operating | 2024 |  | China Energy Investment Group Qinghai Electric Power | 37.6213 | 100.4188 | L100001018939 | G100001070658 | https://www.gem.wiki/Qinghai_Haibei_(Guoneng)_Source/Grid/Load/Storage_solar_farm | Global Solar Power Tracker - February 2026 |  | 不适用 | 运行参数继承参考Generators_data.csv的风电/光伏设定
1863 | QH | 3 | 青海 | Haibei | Gangcha | 刚察县120万千瓦“源网荷储”一体化光伏项目三期 | Qinghai Haibei (Guoneng) Source/Grid/Load/Storage solar farm | 3 | 光伏 | PV | 300 | operating | 2024 |  | China Energy Investment Group Qinghai Electric Power | 37.6213 | 100.4188 | L100001018939 | G100001072875 | https://www.gem.wiki/Qinghai_Haibei_(Guoneng)_Source/Grid/Load/Storage_solar_farm | Global Solar Power Tracker - February 2026 |  | 不适用 | 运行参数继承参考Generators_data.csv的风电/光伏设定
1864 | QH | 3 | 青海 | Haibei | Gangcha | 扎苏合一期16.7万千瓦光伏项目 | Qinghai Haibei (Guoneng) Source/Grid/Load/Storage solar farm | Zhasuhe 1 | 光伏 | PV | 167 | operating | 2025 |  | China Energy Investment Group Qinghai Electric Power | 37.2286 | 99.7588 | L100001018939 | G100001072876 | https://www.gem.wiki/Qinghai_Haibei_(Guoneng)_Source/Grid/Load/Storage_solar_farm | Global Solar Power Tracker - February 2026 |  | 不适用 | 运行参数继承参考Generators_data.csv的风电/光伏设定
1865 | QH | 3 | 青海 | Haibei AP | Gangcha | 刚察县320万千瓦“源网荷储”一体化项目 | Qinghai Haibei Gangcha "Source/Grid/Load/Storage" solar farm | 1 part 1 | 光伏 | PV | 50 | operating | 2022 | China Energy Investment Group Guodian Power Qinghai New Energy Co Ltd [100%] | China Energy Investment (Haibei Gangcha) New Energy Development | 37.5880 | 100.4390 | L100000828664 | G100000832358 | https://www.gem.wiki/Qinghai_Haibei_Gangcha_"Source/Grid/Load/Storage"_solar_farm | Global Solar Power Tracker - February 2026 |  | 不适用 | 运行参数继承参考Generators_data.csv的风电/光伏设定
1866 | QH | 3 | 青海 | Haibei AP | Gangcha | 刚察县320万千瓦“源网荷储”一体化项目 | Qinghai Haibei Gangcha "Source/Grid/Load/Storage" solar farm | 1 part 2 | 光伏 | PV | 250 | operating | 2023 | China Energy Investment Group Guodian Power Qinghai New Energy Co Ltd [100%] | China Energy Investment (Haibei Gangcha) New Energy Development | 37.5880 | 100.4390 | L100000828664 | G100000832359 | https://www.gem.wiki/Qinghai_Haibei_Gangcha_"Source/Grid/Load/Storage"_solar_farm | Global Solar Power Tracker - February 2026 |  | 不适用 | 运行参数继承参考Generators_data.csv的风电/光伏设定
1867 | QH | 3 | 青海 | Donghai | Hualong | 海东市亚硅新能源开发有限公司化隆县德恒隆乡40兆瓦并网光伏发电项目 | Qinghai Haidong Hualong Yagui solar farm | -- | 光伏 | PV | 40 | operating | 2019 | Asia Silicon Industry (Qinghai) Co Ltd [100%] | Haidong Asia Silicon New Energy Development | 35.9757 | 102.1453 | L100000802935 | G100000803420 | https://www.gem.wiki/Qinghai_Haidong_Hualong_Yagui_solar_farm | Global Solar Power Tracker - February 2026 |  | 不适用 | 运行参数继承参考Generators_data.csv的风电/光伏设定
1868 | QH | 3 | 青海 | Haidong | Hualong | 海东市源通光伏发电有限公司化隆县20兆瓦并网光伏发电项目 | Qinghai Haidong Hualong Yuantong solar farm | -- | 光伏 | PV | 20 | operating | 2017 | Suzhou GCL New Energy Investment Co Ltd [100%] | Haidong Yuantong Photovoltaic Power Generation | 36.0957 | 102.2639 | L100000802953 | G100000803439 | https://www.gem.wiki/Qinghai_Haidong_Hualong_Yuantong_solar_farm | Global Solar Power Tracker - February 2026 |  | 不适用 | 运行参数继承参考Generators_data.csv的风电/光伏设定
1869 | QH | 3 | 青海 | Haidong | Ledu District | 中广核新能源（乐都）有限公司海东市乐都区30兆瓦并网光伏发电项目 | Qinghai Haidong Ledu CGN solar farm | -- | 光伏 | PV | 30 | operating | 2017 | CGN New Energy Investment (Shenzhen) Co Ltd [100%] | CGN New Energy (Ledu) | 36.4326 | 102.5578 | L100000802981 | G100000803469 | https://www.gem.wiki/Qinghai_Haidong_Ledu_CGN_solar_farm | Global Solar Power Tracker - February 2026 |  | 不适用 | 运行参数继承参考Generators_data.csv的风电/光伏设定
1870 | QH | 3 | 青海 | Haidong | Ledu District | 青海创惠新能源有限公司海东乐都20兆瓦并网光伏发电项目 | Qinghai Haidong Ledu Chuanghui solar farm | -- | 光伏 | PV | 20 | operating | 2017 | Qinghai Tuori New Energy Technology Co Ltd [100%] | Qinghai Chuanghui New Energy | 36.4727 | 102.4085 | L100000802968 | G100000803455 | https://www.gem.wiki/Qinghai_Haidong_Ledu_Chuanghui_solar_farm | Global Solar Power Tracker - February 2026 |  | 不适用 | 运行参数继承参考Generators_data.csv的风电/光伏设定
1871 | QH | 3 | 青海 | Haidong | Ledu District | 海东瑞德兴阳新能源科技有限公司乐都20兆瓦并网光伏发电项目 | Qinghai Haidong Ledu Ruide Xingyang solar farm | -- | 光伏 | PV | 20 | operating | 2018 | Jiangsu Zhongxinneng Power Technology Group Co Ltd [100%] | Haidong Ruide Xingyang New Energy Technology | 36.3890 | 102.1439 | L100000802976 | G100000803463 | https://www.gem.wiki/Qinghai_Haidong_Ledu_Ruide_Xingyang_solar_farm | Global Solar Power Tracker - February 2026 |  | 不适用 | 运行参数继承参考Generators_data.csv的风电/光伏设定
1872 | QH | 3 | 青海 | Haidong | Ledu District | 青海中利腾晖新能源发电有限公司100兆瓦海东中新能60兆瓦光伏发电项目 | Qinghai Haidong Zhongxinneng solar farm | -- | 光伏 | PV | 60 | operating | 2017 | Qinghai Zhongli Tenghui New Energy Power Generation Co Ltd [100%] | Haidong Zhongxinneng Photovoltaic Power Generation | 36.4897 | 102.2886 | L100000802942 | G100000803427 | https://www.gem.wiki/Qinghai_Haidong_Zhongxinneng_solar_farm | Global Solar Power Tracker - February 2026 |  | 不适用 | 运行参数继承参考Generators_data.csv的风电/光伏设定
1873 | QH | 3 | 青海 | Hainan AP | Gonghe | 国家能源集团青海公司1GW牧光储一体化项目 | Qinghai Hainan (China Energy Investment) Pastoral Solar and Storage solar project | 1 | 光伏 | PV | 300 | operating | 2023 | State Energy Investment Group Qinghai Power Co Ltd [100%] | State Energy Investment (Gonghe) New Energy Development | 36.1520 | 100.5950 | L100000810949 | G100000813395 | https://www.gem.wiki/Qinghai_Hainan_(China_Energy_Investment)_Pastoral_Solar_and_Storage_solar_project | Global Solar Power Tracker - February 2026 |  | 不适用 | 运行参数继承参考Generators_data.csv的风电/光伏设定
1874 | QH | 3 | 青海 | Hainan AP | Gonghe | 国家能源集团青海公司1GW牧光储一体化项目 | Qinghai Hainan (China Energy Investment) Pastoral Solar and Storage solar project | 2 | 光伏 | PV | 200 | operating | 2023 | State Energy Investment Group Qinghai Power Co Ltd [100%] | State Energy Investment (Gonghe) New Energy Development | 36.1520 | 100.5950 | L100000810949 | G100000832366 | https://www.gem.wiki/Qinghai_Hainan_(China_Energy_Investment)_Pastoral_Solar_and_Storage_solar_project | Global Solar Power Tracker - February 2026 |  | 不适用 | 运行参数继承参考Generators_data.csv的风电/光伏设定
1875 | QH | 3 | 青海 | Hainan AP | Gonghe | 国家能源集团青海公司1GW牧光储一体化项目 | Qinghai Hainan (China Energy Investment) Pastoral Solar and Storage solar project | 3 | 光伏 | PV | 300 | operating | 2023 | State Energy Investment Group Qinghai Power Co Ltd [100%] | State Energy Investment (Gonghe) New Energy Development | 36.1520 | 100.5950 | L100000810949 | G100000832367 | https://www.gem.wiki/Qinghai_Hainan_(China_Energy_Investment)_Pastoral_Solar_and_Storage_solar_project | Global Solar Power Tracker - February 2026 |  | 不适用 | 运行参数继承参考Generators_data.csv的风电/光伏设定
1876 | QH | 3 | 青海 | Hainan AP | Gonghe | 国家能源集团青海公司1GW牧光储一体化项目 | Qinghai Hainan (China Energy Investment) Pastoral Solar and Storage solar project | 4 | 光伏 | PV | 200 | operating | 2023 | State Energy Investment Group Qinghai Power Co Ltd [100%] | State Energy Investment (Gonghe) New Energy Development | 36.1520 | 100.5950 | L100000810949 | G100000832368 | https://www.gem.wiki/Qinghai_Hainan_(China_Energy_Investment)_Pastoral_Solar_and_Storage_solar_project | Global Solar Power Tracker - February 2026 |  | 不适用 | 运行参数继承参考Generators_data.csv的风电/光伏设定
1877 | QH | 3 | 青海 | Hainan AP | Gonghe | 国能阿特斯海南100万千瓦源网荷储项目一期42.5万千瓦光伏建设项目 | Qinghai Hainan (Guoneng) I Source/Grid/Load/Storage solar farm | 1 | 光伏 | PV | 425 | operating | 2025 |  |  | 35.9852 | 100.2356 | L100001063293 | G100001072703 | https://www.gem.wiki/Qinghai_Hainan_(Guoneng)_I_Source/Grid/Load/Storage_solar_farm | Global Solar Power Tracker - February 2026 |  | 不适用 | 运行参数继承参考Generators_data.csv的风电/光伏设定
1878 | QH | 3 | 青海 | Hainan AP |  | 海南州20万千瓦源网荷储一体化项目 | Qinghai Hainan (Jinko) "Source/Grid/Load/Storage" solar farm | -- | 光伏 | PV | 250 | operating | 2024 | Jinko Power Technology Co Ltd [100%] |  | 36.1420 | 100.6190 | L100000828671 | G100000832371 | https://www.gem.wiki/Qinghai_Hainan_(Jinko)_"Source/Grid/Load/Storage"_solar_farm | Global Solar Power Tracker - February 2026 |  | 不适用 | 运行参数继承参考Generators_data.csv的风电/光伏设定
1879 | QH | 3 | 青海 | Hainan AP | Gonghe | 黄河上游水电开发有限责任公司海南基地共和县100万千瓦光伏项目(首期） | Qinghai Hainan 1000 MW Photovoltaic Base (Yellow River Upstream) solar power plant | 1 | 光伏 | PV | 500 | operating | 2023 | State Power Investment Group Yellow River Upstream Hydropower Development Co Ltd [100%] |  | 36.7228 | 99.7833 | L100000810951 | G100000813397 | https://www.gem.wiki/Qinghai_Hainan_1000_MW_Photovoltaic_Base_(Yellow_River_Upstream)_solar_power_plant | Global Solar Power Tracker - February 2026 |  | 不适用 | 运行参数继承参考Generators_data.csv的风电/光伏设定
1880 | QH | 3 | 青海 | Hainan AP | Gonghe | 黄河上游水电开发有限责任公司海南基地共和县100万千瓦光伏项目(二期） | Qinghai Hainan 1000 MW Photovoltaic Base (Yellow River Upstream) solar power plant | 2 | 光伏 | PV | 500 | operating | 2023 | State Power Investment Group Yellow River Upstream Hydropower Development Co Ltd [100%] |  | 36.7228 | 99.7833 | L100000810951 | G100000830567 | https://www.gem.wiki/Qinghai_Hainan_1000_MW_Photovoltaic_Base_(Yellow_River_Upstream)_solar_power_plant | Global Solar Power Tracker - February 2026 |  | 不适用 | 运行参数继承参考Generators_data.csv的风电/光伏设定
1881 | QH | 3 | 青海 | Hainan AP | Gonghe | 海南300万千瓦基地光伏华能50万千瓦建设项目 | Qinghai Hainan 3000 MW Photovoltaic Base (Huaneng) solar power plant | -- | 光伏 | PV | 500 | operating | 2023 | Huaneng Qinghai Power Generation Co Ltd [100%] |  | 36.1692 | 100.6411 | L100000810950 | G100000813396 | https://www.gem.wiki/Qinghai_Hainan_3000_MW_Photovoltaic_Base_(Huaneng)_solar_power_plant | Global Solar Power Tracker - February 2026 |  | 不适用 | 运行参数继承参考Generators_data.csv的风电/光伏设定
1882 | QH | 3 | 青海 | Hainan AP | Gonghe | 青海广恒新能源有限公司共和20兆瓦并网光伏发电项目 | Qinghai Hainan Gonghe Guangheng solar farm | -- | 光伏 | PV | 20 | operating | 2015 | Luneng New Energy [100%] | Qinghai Guangheng New Energy | 36.2029 | 100.5982 | L100000802599 | G100000803069 | https://www.gem.wiki/Qinghai_Hainan_Gonghe_Guangheng_solar_farm | Global Solar Power Tracker - February 2026 |  | 不适用 | 运行参数继承参考Generators_data.csv的风电/光伏设定
1883 | QH | 3 | 青海 | Hainan AP | Gonghe | 聚亚新能源海南共和并网光伏 20MWp 发电工程 | Qinghai Hainan Gonghe Juya solar farm | -- | 光伏 | PV | 20 | operating | 2014 | Asia Silicon (Qinghai) New Energy Co Ltd [100%] | Hainan Juya New Energy | 36.2031 | 100.5838 | L100000802382 | G100000802846 | https://www.gem.wiki/Qinghai_Hainan_Gonghe_Juya_solar_farm | Global Solar Power Tracker - February 2026 |  | 不适用 | 运行参数继承参考Generators_data.csv的风电/光伏设定
1884 | QH | 3 | 青海 | Hainan AP | Gonghe | 海南中晖新能源有限公司共和100兆瓦并网光伏发电项目 | Qinghai Hainan Gonghe Zhonghui solar farm | -- | 光伏 | PV | 100 | operating | 2015 | Shanghai Zhijian New Energy Development Co Ltd [100%] | Hainan Zhonghui New Energy | 36.2121 | 100.5890 | L100000802598 | G100000803068 | https://www.gem.wiki/Qinghai_Hainan_Gonghe_Zhonghui_solar_farm | Global Solar Power Tracker - February 2026 |  | 不适用 | 运行参数继承参考Generators_data.csv的风电/光伏设定
1885 | QH | 3 | 青海 | Hainan AP | Gonghe | 海南州青水光伏发电有限公司II#8-3地块50兆瓦光伏项目 | Qinghai Hainan Prefecture Qingshui solar farm | -- | 光伏 | PV | 50 | operating | 2018 | Qinghai Water Resources and Hydropower (Group) Co Ltd; Qinghai Huangdian Siwei New Energy Management Co Ltd | Hainan Qingshui Photovoltaic Power Generation | 36.4138 | 100.1340 | L100000802961 | G100000803448 | https://www.gem.wiki/Qinghai_Hainan_Prefecture_Qingshui_solar_farm | Global Solar Power Tracker - February 2026 |  | 不适用 | 运行参数继承参考Generators_data.csv的风电/光伏设定
1886 | QH | 3 | 青海 | Hainan AP | Gonghe | 青海海南州太阳能生态发电园区2016-2#地块15MWp光伏电站投资主体招项目 | Qinghai Hainan Prefecture Solar Ecological Park Plot solar project | -- | 光伏 | PV | 15 | operating | 2017 |  |  | 36.2830 | 100.6200 | L100001013825 | G100001015209 | https://www.gem.wiki/Qinghai_Hainan_Prefecture_Solar_Ecological_Park_Plot_solar_project | Global Solar Power Tracker - February 2026 |  | 不适用 | 运行参数继承参考Generators_data.csv的风电/光伏设定
1887 | QH | 3 | 青海 | Hainan AP | Guinan | 青海综合能源海南100万千瓦光储一体化项目 | Qinghai Hainan solar/storage complex | -- | 光伏 | PV | 1000 | operating | 2025 | Qinghai Xihe Lude Comprehensive Energy Co Ltd |  | 35.7473 | 100.5094 | L100000828688 | G100000832391 | https://www.gem.wiki/Qinghai_Zenan_solar/storage_complex | Global Solar Power Tracker - February 2026 |  | 不适用 | 运行参数继承参考Generators_data.csv的风电/光伏设定
1888 | QH | 3 | 青海 | Hainan AP | Gonghe | 天合中核汇能海南100万千瓦源网荷储项目, 中核汇能海南源网荷储一体化项目 | Qinghai Hainan Source/Grid/Load/Storage (China Nuclear) wind and solar farm | -- | 光伏 | PV | 800 | operating | 2024 | China Nuclear Huineng Co Ltd; Trina Solar Co Ltd | Gonghe Huiyao New Energy CO LTD | 36.1610 | 101.2740 | L100000828662 | G100000832354 | https://www.gem.wiki/Qinghai_Hainan_Source/Grid/Load/Storage_(China_Nuclear)_wind_and_solar_farm | Global Solar Power Tracker - February 2026 |  | 不适用 | 运行参数继承参考Generators_data.csv的风电/光伏设定
1889 | QH | 3 | 青海 | Hainan AP | Gonghe | 海南州太阳能发电产业园区2016-6号地块20兆瓦 | Qinghai Hainan State Solar Power Industrial Park solar farm | -- | 光伏 | PV | 20 | operating | 2017 | Qinghai Water Resources and Hydropower (Group) Co Ltd [30%]; Qinghai Huangdian Siwei New Energy Management Co Ltd [70%] | Gonghe Photovoltaic Power Generation CO LTD of Qinghai Water Resources and Hydropower Group | 36.2848 | 100.6216 | L100000802916 | G100000803401 | https://www.gem.wiki/Qinghai_Hainan_State_Solar_Power_Industrial_Park_solar_farm | Global Solar Power Tracker - February 2026 |  | 不适用 | 运行参数继承参考Generators_data.csv的风电/光伏设定
1890 | QH | 3 | 青海 | Hainan AP | Gonghe | 黄河公司光储一体化实证基地50万千瓦光伏项目, 黄河上游水电开发有限责任公司海南州光储一体化实证基地建设项目一期50万千瓦光伏项目 | Qinghai Hainan Storage And solar farm | -- | 光伏 | PV | 499.8 | operating | 2025 | Hainan Yellow River Photovoltaic Storage Demonstration New Energy Co Ltd |  | 36.1163 | 100.5564 | L100001063286 | G100001072700 | https://www.gem.wiki/Qinghai_Hainan_Storage_And_solar_farm | Global Solar Power Tracker - February 2026 |  | 不适用 | 运行参数继承参考Generators_data.csv的风电/光伏设定
1891 | QH | 3 | 青海 | Hainan AP | Gonghe | 青海省海南州特高压外送基地电源配置项目海南州塔拉滩一标段1000MW光伏电站项目 | Qinghai Hainan Talatan 1 solar farm | -- | 光伏 | PV | 1000 | operating | 2020 | Qinghai Upper Yellow River Hydropower Development Co Ltd [100%] | Qinghai Huangdian Gonghe Photovoltaic Power Generation | 36.2761 | 100.6245 | L100000802984 | G100000803472 | https://www.gem.wiki/Qinghai_Hainan_Talatan_1_solar_farm | Global Solar Power Tracker - February 2026 |  | 不适用 | 运行参数继承参考Generators_data.csv的风电/光伏设定
1892 | QH | 3 | 青海 | Hainan AP | Gonghe | 青海省海南州特高压外送基地电源配置项目海南州塔拉滩三标段500MW光伏电站项目 | Qinghai Hainan Talatan 3 solar farm | -- | 光伏 | PV | 500 | operating | 2020 | Qinghai Upper Yellow River Hydropower Development Co Ltd [100%] | Qinghai Huangdian Gonghe Photovoltaic Power Generation | 36.2761 | 100.6245 | L100000802983 | G100000803471 | https://www.gem.wiki/Qinghai_Hainan_Talatan_3_solar_farm | Global Solar Power Tracker - February 2026 |  | 不适用 | 运行参数继承参考Generators_data.csv的风电/光伏设定
1893 | QH | 3 | 青海 | Hainan AP | Gonghe | 青海省海南州特高压外送基地电源配置项目海南州塔拉滩二标段500MW光伏电站项目 | Qinghai Hainan Talatan 5 solar farm | -- | 光伏 | PV | 500 | operating | 2020 | Qinghai Upper Yellow River Hydropower Development Co Ltd [100%] | Qinghai Huangdian Gonghe Photovoltaic Power Generation | 36.2761 | 100.6245 | L100000802985 | G100000803473 | https://www.gem.wiki/Qinghai_Hainan_Talatan_5_solar_farm | Global Solar Power Tracker - February 2026 |  | 不适用 | 运行参数继承参考Generators_data.csv的风电/光伏设定
1894 | QH | 3 | 青海 | Hainan AP | Gonghe | 青海省2020年普通光伏电站项目补贴竞价申报资格招标海南州2020-04#地块项目 | Qinghai Hainanzhou (Jingneng) solar farm | 4 | 光伏 | PV | 100 | operating | 2022 | Beijing Jingneng Clean Energy Co Ltd [100%] | Beijing Jingneng Clean Energy | 36.2001 | 100.6092 | L100000810953 | G100000813401 | https://www.gem.wiki/Qinghai_Hainanzhou_(Jingneng)_solar_farm | Global Solar Power Tracker - February 2026 |  | 不适用 | 运行参数继承参考Generators_data.csv的风电/光伏设定
1895 | QH | 3 | 青海 | Hainan AP | Gonghe | 青海海南州2020-14#地块光伏电站项目 | Qinghai Hainanzhou 2020-14 Plot solar farm | -- | 光伏 | PV | 100 | operating | 2020 | Qinghai Upper Yellow River Hydropower Development Co Ltd [100%] | Qinghai Huangdian Gonghe Photovoltaic Power Generation | 36.2672 | 100.6283 | L100000803807 | G100000804354 | https://www.gem.wiki/Qinghai_Hainanzhou_2020-14_Plot_solar_farm | Global Solar Power Tracker - February 2026 |  | 不适用 | 运行参数继承参考Generators_data.csv的风电/光伏设定
1896 | QH | 3 | 青海 | Hainan AP | Gonghe | 青海海南州2020-15#地块光伏电站项目 | Qinghai Hainanzhou 2020-15 Plot solar farm | -- | 光伏 | PV | 100 | operating | 2020 | Qinghai Upper Yellow River Hydropower Development Co Ltd [100%] | Qinghai Huangdian Gonghe Photovoltaic Power Generation | 36.2672 | 100.6283 | L100000803808 | G100000804355 | https://www.gem.wiki/Qinghai_Hainanzhou_2020-15_Plot_solar_farm | Global Solar Power Tracker - February 2026 |  | 不适用 | 运行参数继承参考Generators_data.csv的风电/光伏设定
1897 | QH | 3 | 青海 | Hainan AP | Gonghe | 青海海南州2020-16#地块光伏电站项目 | Qinghai Hainanzhou 2020-16 Plot solar farm | -- | 光伏 | PV | 100 | operating | 2020 | Qinghai Upper Yellow River Hydropower Development Co Ltd [100%] | Qinghai Huangdian Gonghe Photovoltaic Power Generation | 36.2672 | 100.6283 | L100000803809 | G100000804356 | https://www.gem.wiki/Qinghai_Hainanzhou_2020-16_Plot_solar_farm | Global Solar Power Tracker - February 2026 |  | 不适用 | 运行参数继承参考Generators_data.csv的风电/光伏设定
1898 | QH | 3 | 青海 | Hainan AP | Gonghe | 青海海南州2020-7#地块光伏电站项目 | Qinghai Hainanzhou 2020-7 Plot solar farm | -- | 光伏 | PV | 100 | operating | 2020 | China Energy Construction Co Ltd [100%] | China Energy Construction Group Investment | 36.1901 | 100.5563 | L100000803800 | G100000804347 | https://www.gem.wiki/Qinghai_Hainanzhou_2020-7_Plot_solar_farm | Global Solar Power Tracker - February 2026 |  | 不适用 | 运行参数继承参考Generators_data.csv的风电/光伏设定
1899 | QH | 3 | 青海 | Hainan AP |  | 青海海南州2020-9#地块光伏电站项目 | Qinghai Hainanzhou 2020-9 Plot solar farm | -- | 光伏 | PV | 100 | operating | 2021 | China National Nuclear Power Co Ltd [100%] | CNNC Shandong Energy | 36.0361 | 100.3908 | L100000803802 | G100000804349 | https://www.gem.wiki/Qinghai_Hainanzhou_2020-9_Plot_solar_farm | Global Solar Power Tracker - February 2026 |  | 不适用 | 运行参数继承参考Generators_data.csv的风电/光伏设定
1900 | QH | 3 | 青海 | Hainan AP | Gonghe | 青海黄河上游水电开发有限责任公司光伏产业技术分公司国家光伏发电试验测试基地配套20兆瓦储能示范项目 | Qinghai Hainanzhou Energy Storage Demonstration solar farm | -- | 光伏 | PV | 20 | operating | 2018 | Qinghai Upper Yellow River Hydropower Development Co Ltd [100%] | Photovoltaic Industry Technology Branch of Qinghai Upper Yellow River Hydropower Development | 36.2830 | 100.6193 | L100000802966 | G100000803453 | https://www.gem.wiki/Qinghai_Hainanzhou_Energy_Storage_Demonstration_solar_farm | Global Solar Power Tracker - February 2026 |  | 不适用 | 运行参数继承参考Generators_data.csv的风电/光伏设定
1901 | QH | 3 | 青海 | Hainan AP | Gonghe | 2020年海南州光伏竞价项目3标段 | Qinghai Hainanzhou Gonghe (Longi) solar farm | -- | 光伏 | PV | 100 | operating | 2020 | LONGi Green Energy Technology Co Ltd [100%] | LONGi Green Energy Technology | 36.2777 | 100.5910 | L100000810954 | G100000813402 | https://www.gem.wiki/Qinghai_Hainanzhou_Gonghe_(Longi)_solar_farm | Global Solar Power Tracker - February 2026 |  | 不适用 | 运行参数继承参考Generators_data.csv的风电/光伏设定
1902 | QH | 3 | 青海 | Hainan AP | Gonghe | 海南州聚亚新能源有限公司共和（二期）25兆瓦并网光伏发电项目 | Qinghai Hainanzhou Gonghe Juya solar farm | 2 | 光伏 | PV | 25 | operating | 2017 | Asia Silicon Industry (Qinghai) Co Ltd [100%] | Hainan Juya New Energy | 36.2096 | 100.5985 | L100000802938 | G100000803423 | https://www.gem.wiki/Qinghai_Hainanzhou_Gonghe_Juya_solar_farm | Global Solar Power Tracker - February 2026 |  | 不适用 | 运行参数继承参考Generators_data.csv的风电/光伏设定
1903 | QH | 3 | 青海 | Hainan AP | Gonghe | 青海海南州太阳能生态发电产业园区2016-1号地块100MWp光伏电站投资主体招标项目 | Qinghai Hainanzhou Solar Ecological Power Generation Industrial Park 2016-1 Lot solar farm | -- | 光伏 | PV | 100 | operating | 2017 | Qinghai Upper Yellow River Hydropower Development Co Ltd [100%] | Yellow River Hydropower Gonghe Solar Power Generation | 36.2096 | 100.5985 | L100000802954 | G100000803440 | https://www.gem.wiki/Qinghai_Hainanzhou_Solar_Ecological_Power_Generation_Industrial_Park_2016-1_Lot_solar_farm | Global Solar Power Tracker - February 2026 |  | 不适用 | 运行参数继承参考Generators_data.csv的风电/光伏设定
1904 | QH | 3 | 青海 | Haixi AP | Golmud City | 鲁能海西州多能互补集成优化国家示范工程光伏项目 | Qinghai Haixi (Luneng) Multi-Source Integrated Demonstration Project solar power plant | Photovoltaic | 光伏 | PV | 200 | operating | 2018 | Luneng New Energy (Group) CO LTD Qinghai branch company [100%] |  | 36.7398 | 93.5424 | L100000810955 | G100000813403 | https://www.gem.wiki/Qinghai_Haixi_(Luneng)_Multi-Source_Integrated_Demonstration_Project_solar_power_plant | Global Solar Power Tracker - February 2026 |  | 不适用 | 运行参数继承参考Generators_data.csv的风电/光伏设定
1905 | QH | 3 | 青海 | Haixi AP | Golmud City | 鲁能海西州乌图美仁200MW光伏项目 | Qinghai Haixi (Luneng) Wutumeiren 200 MW solar power plant | -- | 光伏 | PV | 200 | operating | 2020 | Luneng New Energy (Group) CO LTD Qinghai branch company [100%] |  | 36.7398 | 93.5424 | L100000810956 | G100000813404 | https://www.gem.wiki/Qinghai_Haixi_(Luneng)_Wutumeiren_200_MW_solar_power_plant | Global Solar Power Tracker - February 2026 |  | 不适用 | 运行参数继承参考Generators_data.csv的风电/光伏设定
1906 | QH | 3 | 青海 | Haixi AP | Dulan | 大唐海西州清洁取暖配套25万千瓦光伏项目 | Qinghai Haixi Clean Heating solar farm | -- | 光伏 | PV | 250 | operating | 2025 | Datang Qinghai Energy Development Co Ltd [100%] | Datang (Dulan) Clean Energy CO LTD | 37.3952 | 97.4071 | L100001018907 | G100001021224 | https://www.gem.wiki/Qinghai_Haixi_Clean_Heating_solar_farm | Global Solar Power Tracker - February 2026 |  | 不适用 | 运行参数继承参考Generators_data.csv的风电/光伏设定
1907 | QH | 3 | 青海 | Haixi AP | Da Qaidam Administrative Zone | 海西大柴旦100万千瓦“源网荷储”清洁供暖光伏项目一期50万千瓦工程 | Qinghai Haixi Dachaidan (China Energy Investment) solar project | 1 | 光伏 | PV | 500 | operating | 2022 | China Energy Investment Group Qinghai Electric Power Co Ltd [100%] | China Energy Investment (Dachaidan) Photovoltaic Power Generation | 38.0627 | 94.9594 | L100000827114 | G100000830568 | https://www.gem.wiki/Qinghai_Haixi_Dachaidan_(China_Energy_Investment)_solar_project | Global Solar Power Tracker - February 2026 |  | 不适用 | 运行参数继承参考Generators_data.csv的风电/光伏设定
1908 | QH | 3 | 青海 | Haixi AP | Da Qaidam Administrative Zone | 国家海西大柴旦100万千瓦“源网荷储”清洁供暖光伏项目 | Qinghai Haixi Dachaidan (China Energy Investment) solar project | 2 | 光伏 | PV | 500 | operating | 2023 | China Energy Investment Group Qinghai Electric Power Co Ltd [100%] | China Energy Investment (Dachaidan) Photovoltaic Power Generation | 38.0627 | 94.9594 | L100000827114 | G100000832375 | https://www.gem.wiki/Qinghai_Haixi_Dachaidan_(China_Energy_Investment)_solar_project | Global Solar Power Tracker - February 2026 |  | 不适用 | 运行参数继承参考Generators_data.csv的风电/光伏设定
1909 | QH | 3 | 青海 | Haixi AP | Delingha City | 北京瑞启达海西德令哈30MWp并网光伏发电工程 | Qinghai Haixi Delingha Ruiqida solar farm | -- | 光伏 | PV | 30 | operating | 2012 | Qinghai Ruiqida New Energy Technology Development Co Ltd [11%]; Jinko Power Co Ltd [89%] | Beijing Ruiqida Delingha Photovoltaic Power Generation | 37.3542 | 97.2645 | L100000802364 | G100000802827 | https://www.gem.wiki/Qinghai_Haixi_Delingha_Ruiqida_solar_farm | Global Solar Power Tracker - February 2026 |  | 不适用 | 运行参数继承参考Generators_data.csv的风电/光伏设定
1910 | QH | 3 | 青海 | Haixi AP | Mangnai City | 中广核新能源青海分公司海西州冷湖 5 万千瓦平价光伏项目 | Qinghai Haixi Lenghu (CGN) solar farm | -- | 光伏 | PV | 50 | operating | 2022 | China Guangdong Nuclear Wind Energy Ltd [100%] | China Guangdong Nuclear Qinghai Lenghu Wind Power | 38.7352 | 93.3306 | L100000810958 | G100000813406 | https://www.gem.wiki/Qinghai_Haixi_Lenghu_(CGN)_solar_farm | Global Solar Power Tracker - February 2026 |  | 不适用 | 运行参数继承参考Generators_data.csv的风电/光伏设定
1911 | QH | 3 | 青海 | Haixi AP | Ulan | 中国电力工程顾问集团有限公司海西州乌兰 5 万千瓦平价光伏项目 | Qinghai Haixi Wulan Dongdatan solar farm | -- | 光伏 | PV | 50 | operating | 2023 | China Energy Engineering Corp Ltd [100%] | China Power Engineering Advisory Group | 36.7445 | 98.2117 | L100000810960 | G100000813408 | https://www.gem.wiki/Qinghai_Haixi_Wulan_Dongdatan_solar_farm | Global Solar Power Tracker - February 2026 |  | 不适用 | 运行参数继承参考Generators_data.csv的风电/光伏设定
1912 | QH | 3 | 青海 | Haixi AP | Golmud City | 格尔木初开新能源乌图美仁50MW平价光伏项目 | Qinghai Haixi Wutumeiren (Chukai) solar farm | -- | 光伏 | PV | 50 | operating | 2022 | Qinghai Churi New Energy Co Ltd [100%] | Golmud Chukai New Energy | 36.9107 | 93.1630 | L100000810961 | G100000813409 | https://www.gem.wiki/Qinghai_Haixi_Wutumeiren_(Chukai)_solar_farm | Global Solar Power Tracker - February 2026 |  | 不适用 | 运行参数继承参考Generators_data.csv的风电/光伏设定
1913 | QH | 3 | 青海 | Haixi AP | Golmud City | 青海港青能源科技有限公司海西州乌图美仁5万千瓦平价光伏项目 | Qinghai Haixi Wutumeiren (Gangqing) solar farm | -- | 光伏 | PV | 50 | operating | 2021 | Zhejiang New Energy Investment Group Co Ltd [100%] | Qinghai Golmud Gangqing New Energy Technology | 36.9107 | 93.1630 | L100000810962 | G100000813410 | https://www.gem.wiki/Qinghai_Haixi_Wutumeiren_(Gangqing)_solar_farm | Global Solar Power Tracker - February 2026 |  | 不适用 | 运行参数继承参考Generators_data.csv的风电/光伏设定
1914 | QH | 3 | 青海 | Haixi AP | Golmud City | 格尔木金昆仑新能源科技有限公司海西州乌图美仁 5 万千瓦平价光伏项目 | Qinghai Haixi Wutumeiren (Jinkunlun) solar farm | -- | 光伏 | PV | 50 | operating | 2025 | unknown [1%]; Qinghai Jinkunlun New Energy Technology Co Ltd [99%] | Golmud Jinkunlun New Energy Technology | 36.9107 | 93.1630 | L100000810963 | G100000813411 | https://www.gem.wiki/Qinghai_Haixi_Wutumeiren_(Jinkunlun)_solar_farm | Global Solar Power Tracker - February 2026 |  | 不适用 | 运行参数继承参考Generators_data.csv的风电/光伏设定
1915 | QH | 3 | 青海 | Haixi AP | Golmud City | 国家电投集团贵州金元股份有限公司海西州乌图美仁 10 万 千瓦平价光伏项目 | Qinghai Haixi Wutumeiren (SPIC Jinyuan) solar farm | -- | 光伏 | PV | 100 | operating |  | State Power Investment Corporation Guizhou Jinyuan Weining Energy Co Ltd [90%]; Qinghai Xuxin New Energy Co Ltd [10%] | Haixi Jinyuan Wutumeiren Photovoltaic Power Generation | 36.9107 | 93.1630 | L100000810965 | G100000813413 | https://www.gem.wiki/Qinghai_Haixi_Wutumeiren_(SPIC_Jinyuan)_solar_farm | Global Solar Power Tracker - February 2026 |  | 不适用 | 运行参数继承参考Generators_data.csv的风电/光伏设定
1916 | QH | 3 | 青海 | Haixi AP | Golmud City | 三峡新能源（集团）股份有限公司青海分公司海西州乌图美仁10万千瓦平价光伏项目 | Qinghai Haixi Wutumeiren (Three Gorges) solar farm | -- | 光伏 | PV | 100 | operating |  | China Three Gorges Renewables (Group) Co Ltd [100%] | Qinghai Branch of China Three Gorges New Energy (Group) | 36.9107 | 93.1630 | L100000810966 | G100000813414 | https://www.gem.wiki/Qinghai_Haixi_Wutumeiren_(Three_Gorges)_solar_farm | Global Solar Power Tracker - February 2026 |  | 不适用 | 运行参数继承参考Generators_data.csv的风电/光伏设定
1917 | QH | 3 | 青海 | Hainan AP | Gonghe | 青海省海南州特高压外送基地电源配置项目海西州乌图美仁二标段100MW光伏电站项目 | Qinghai Haixi Wutumeiren 2 solar farm | -- | 光伏 | PV | 100 | operating | 2020 | Qinghai Upper Yellow River Hydropower Development Co Ltd [100%] | Qinghai Huangdian Gonghe Photovoltaic Power Generation | 36.2761 | 100.6245 | L100000802986 | G100000803474 | https://www.gem.wiki/Qinghai_Haixi_Wutumeiren_2_solar_farm | Global Solar Power Tracker - February 2026 |  | 不适用 | 运行参数继承参考Generators_data.csv的风电/光伏设定
1918 | QH | 3 | 青海 | Hainan AP | Gonghe | 青海省海南州特高压外送基地电源配置项目海西州乌图美仁三标段100MW光伏电站项目 | Qinghai Haixi Wutumeiren 3 solar farm | -- | 光伏 | PV | 100 | operating | 2020 | Qinghai Upper Yellow River Hydropower Development Co Ltd [100%] | Qinghai Huangdian Gonghe Photovoltaic Power Generation | 36.2761 | 100.6245 | L100000802987 | G100000803475 | https://www.gem.wiki/Qinghai_Haixi_Wutumeiren_3_solar_farm | Global Solar Power Tracker - February 2026 |  | 不适用 | 运行参数继承参考Generators_data.csv的风电/光伏设定
1919 | QH | 3 | 青海 | Haixi AP | Delingha City | 海西州亚硅新能源开发有限公司德令哈60兆瓦并网光伏发电项目 | Qinghai Haixizhou Delingha Yagui solar farm | -- | 光伏 | PV | 60 | operating | 2016 | Asia Silicon Industry (Qinghai) Co Ltd [100%] | Haixi ASI New Energy Development | 37.3645 | 97.3023 | L100000802939 | G100000803424 | https://www.gem.wiki/Qinghai_Haixizhou_Delingha_Yagui_solar_farm | Global Solar Power Tracker - February 2026 |  | 不适用 | 运行参数继承参考Generators_data.csv的风电/光伏设定
1920 | QH | 3 | 青海 | Haixi AP | Golmud City | 中广核青海海西州3#地块100MW光伏发电项目 | Qinghai Haixizhou Golmud (CGN) solar farm | #3 | 光伏 | PV | 100 | operating | 2022 | China Guangdong Nuclear Wind Energy Ltd [100%] | China Guangdong Nuclear Qinghai Lenghu Wind Power | 36.9096 | 93.1633 | L100000810970 | G100000813418 | https://www.gem.wiki/Qinghai_Haixizhou_Golmud_(CGN)_solar_farm | Global Solar Power Tracker - February 2026 |  | 不适用 | 运行参数继承参考Generators_data.csv的风电/光伏设定
1921 | QH | 3 | 青海 | Haixi AP | Golmud City | 国家能源集团海西州2020-02#10万千瓦光伏电站项目 | Qinghai Haixizhou Golmud (National Energy) solar farm | #2 | 光伏 | PV | 100 | operating | 2021 | National Energy Investment Group Co Ltd [100%] | National Energy Group Golmud No.2 Photovoltaic Power Generation | 36.9096 | 93.1633 | L100000810971 | G100000813419 | https://www.gem.wiki/Qinghai_Haixizhou_Golmud_(National_Energy)_solar_farm | Global Solar Power Tracker - February 2026 |  | 不适用 | 运行参数继承参考Generators_data.csv的风电/光伏设定
1922 | QH | 3 | 青海 | Haidong | Hualong | 化隆县25万千瓦牧光互补复合型光伏发电项目 | Qinghai Hualong Agriculture solar farm | -- | 光伏 | PV | 250 | operating | 2023 |  | CNNC Huineng Qinghai Energy Co. | 35.9230 | 102.3672 | L100001018917 | G100001021238 | https://www.gem.wiki/Qinghai_Hualong_Agriculture_solar_farm | Global Solar Power Tracker - February 2026 |  | 不适用 | 运行参数继承参考Generators_data.csv的风电/光伏设定
1923 | QH | 3 | 青海 | Haidong | Hualong | 化隆柴达木能源开发有限公司化隆县20兆瓦并网光伏发电项目 | Qinghai Hualong Chaidamu solar farm | -- | 光伏 | PV | 20 | operating | 2017 | Qinghai Chaidamu Energy Investment Development Co Ltd [100%] | Hualong Chaidamu Energy Development | 36.0957 | 102.2639 | L100000802951 | G100000803437 | https://www.gem.wiki/Qinghai_Hualong_Chaidamu_solar_farm | Global Solar Power Tracker - February 2026 |  | 不适用 | 运行参数继承参考Generators_data.csv的风电/光伏设定
1924 | QH | 3 | 青海 | Haidong | Hualong | 海东市化隆回族自治县250MW牧光互补复合型光伏发电项目 | Qinghai Hualong Pastoral solar farm | -- | 光伏 | PV | 250 | operating | 2023 | China Nuclear Huineng Co Ltd [100%] | Hualong Huilong New Energy | 35.9160 | 102.3460 | L100000828678 | G100000832380 | https://www.gem.wiki/Qinghai_Hualong_Pastoral_solar_farm | Global Solar Power Tracker - February 2026 |  | 不适用 | 运行参数继承参考Generators_data.csv的风电/光伏设定
1925 | QH | 3 | 青海 | Haidong | Hualong | 瑞启达永舜化隆一期20兆瓦光伏电站 | Qinghai Hualong Ruiqida solar farm | 1 | 光伏 | PV | 20 | operating | 2017 | Xinhua Power Development Investment Co Ltd [100%] | Hualong Ruiqida New Energy | 36.0954 | 102.2650 | L100000802982 | G100000803470 | https://www.gem.wiki/Qinghai_Hualong_Ruiqida_solar_farm | Global Solar Power Tracker - February 2026 |  | 不适用 | 运行参数继承参考Generators_data.csv的风电/光伏设定
1926 | QH | 3 | 青海 | Haidong | Hualong | 协鑫协合化隆一期20兆瓦光伏电站 | Qinghai Hualong Xiehe solar farm | 1 | 光伏 | PV | 20 | operating | 2019 | Qinghai GCL New Energy Co Ltd [100%] | Hualong Xiehe Solar Power | 35.9757 | 102.1452 | L100000802978 | G100000803465 | https://www.gem.wiki/Qinghai_Hualong_Xiehe_solar_farm | Global Solar Power Tracker - February 2026 |  | 不适用 | 运行参数继承参考Generators_data.csv的风电/光伏设定
1927 | QH | 3 | 青海 | Golog AP |  | 华能太原杏花岭区屋顶分布式光伏发电项目 | Qinghai Huaneng Taiyuan Xinghualing District Rooftop solar project | -- | 光伏 | Assumed PV | 2.7 | operating |  |  |  | 34.4755 | 100.2450 | L100001031255 | G100001036527 | https://www.gem.wiki/Qinghai_Huaneng_Taiyuan_Xinghualing_District_Rooftop_solar_project | Global Solar Power Tracker - February 2026 |  | 不适用 | 运行参数继承参考Generators_data.csv的风电/光伏设定
1928 | QH | 3 | 青海 | Huangnan AP | Jainca | 黄南州尖扎滩30万千瓦光伏项目 | Qinghai Huangnan Jianzhatan (State Power Investment) solar farm | -- | 光伏 | PV | 300 | operating | 2025 |  | Yellow River Upstream Hydropower Development LTD Hainan Branch | 35.8201 | 101.7730 | L100000828679 | G100000832381 | https://www.gem.wiki/Qinghai_Huangnan_Jianzhatan_(State_Power_Investment)_solar_farm | Global Solar Power Tracker - February 2026 |  | 不适用 | 运行参数继承参考Generators_data.csv的风电/光伏设定
1929 | QH | 3 | 青海 | Huangnan AP | Jainca | 尖扎滩乡40万千瓦“牧光储”一体化建设项目 | Qinghai Huangnan Jianzhatan Pastoral solar farm with storage | -- | 光伏 | PV | 400 | operating |  | China Power Construction New Energy Group Co Ltd [100%] |  | 35.7670 | 101.8710 | L100000828680 | G100000832382 | https://www.gem.wiki/Qinghai_Huangnan_Jianzhatan_Pastoral_solar_farm_with_storage | Global Solar Power Tracker - February 2026 |  | 不适用 | 运行参数继承参考Generators_data.csv的风电/光伏设定
1930 | QH | 3 | 青海 | Xining | Huangzhong District | 湟中县34.1兆瓦光伏扶贫项目 | Qinghai Huangzhong Poverty Alleviation solar farm | -- | 光伏 | PV | 34.1 | operating | 2019 | Xining Huangzhong District Poverty Alleviation and Development Co Ltd [100%] |  | 36.5139 | 101.5825 | L100000827115 | G100000830569 | https://www.gem.wiki/Qinghai_Huangzhong_Poverty_Alleviation_solar_farm | Global Solar Power Tracker - February 2026 |  | 不适用 | 运行参数继承参考Generators_data.csv的风电/光伏设定
1931 | QH | 3 | 青海 | Haixi AP | Da Qaidam Administrative Zone | 中节能青海互助20兆瓦并网光伏发电项目 | Qinghai Huzhu CECEP solar farm | -- | 光伏 | PV | 20 | operating | 2016 | CECEP Solar Energy Technology Co Ltd [100%] | CECEP Qinghai Dachaidan Solar Power Generation | 37.3191 | 95.5541 | L100000803132 | G100000803625 | https://www.gem.wiki/Qinghai_Huzhu_CECEP_solar_farm | Global Solar Power Tracker - February 2026 |  | 不适用 | 运行参数继承参考Generators_data.csv的风电/光伏设定
1932 | QH | 3 | 青海 | Haidong | Huzhu | 互助昊阳光伏发电有限公司互助40兆瓦并网光伏发电项目 | Qinghai Huzhu Haoyang solar farm | -- | 光伏 | PV | 40 | operating | 2017 | Suzhou GCL New Energy Investment Co Ltd [100%] | Huzhu Haoyang Photovoltaic Power Generation | 36.6108 | 102.0939 | L100000802944 | G100000803429 | https://www.gem.wiki/Qinghai_Huzhu_Haoyang_solar_farm | Global Solar Power Tracker - February 2026 |  | 不适用 | 运行参数继承参考Generators_data.csv的风电/光伏设定
1933 | QH | 3 | 青海 | Haidong | Huzhu | 青海中利腾晖新能源发电有限公司100兆瓦互助中新能40兆瓦光伏发电项目 | Qinghai Huzhu Zhongxinneng solar farm | -- | 光伏 | PV | 40 | operating | 2016 | Qinghai Zhongli Tenghui New Energy Power Generation Co Ltd [100%] | Huzhu Zhongxinneng Photovoltaic Power Generation | 36.6108 | 102.0939 | L100000802940 | G100000803425 | https://www.gem.wiki/Qinghai_Huzhu_Zhongxinneng_solar_farm | Global Solar Power Tracker - February 2026 |  | 不适用 | 运行参数继承参考Generators_data.csv的风电/光伏设定
1934 | QH | 3 | 青海 | Huangnan AP | Jainca | 青海华拓新能源有限公司尖扎20兆瓦并网光伏发电项目 | Qinghai Jianzha Huatuo solar farm | -- | 光伏 | PV | 20 | operating | 2017 | Qinghai Zhexineng Qingfa Energy Co Ltd [100%] | Qinghai Huatuo New Energy | 35.8214 | 101.7777 | L100000802964 | G100000803451 | https://www.gem.wiki/Qinghai_Jianzha_Huatuo_solar_farm | Global Solar Power Tracker - February 2026 |  | 不适用 | 运行参数继承参考Generators_data.csv的风电/光伏设定
1935 | QH | 3 | 青海 | Haixi AP | Mangnai City | 青海冷湖150万千瓦平价风光互补项目 | Qinghai Mangya Lenghu Unsubsidized Wind/Solar Integrated project | 1 | 光伏 | PV | 100 | operating | 2023 |  | Mangya Tianmang New Energy | 38.7290 | 92.2710 | L100000827116 | G100000830570 | https://www.gem.wiki/Qinghai_Mangya_Lenghu_Unsubsidized_Wind/Solar_Integrated_project | Global Solar Power Tracker - February 2026 |  | 不适用 | 运行参数继承参考Generators_data.csv的风电/光伏设定
1936 | QH | 3 | 青海 | Haixi AP | Da Qaidam Administrative Zone | 中节能青海锡铁山二期20兆瓦光伏并网发电项目 | Qinghai Province Dachaidan Xitieshan CECEP Grid-Connected solar farm | 2 | 光伏 | PV | 20 | operating | 2011 | CECEP Solar Energy Technology Co Ltd [100%] | CECEP Qinghai Dachaidan Solar Power Generation | 37.2809 | 95.5154 | L100000802057 | G100000802403 | https://www.gem.wiki/Qinghai_Province_Dachaidan_Xitieshan_CECEP_Grid-Connected_solar_farm | Global Solar Power Tracker - February 2026 |  | 不适用 | 运行参数继承参考Generators_data.csv的风电/光伏设定
1937 | QH | 3 | 青海 | Haixi AP | Da Qaidam Administrative Zone | 中节能海西大柴旦锡铁山并网光伏三期20MWp 发电工程 | Qinghai Province Dachaidan Xitieshan CECEP Grid-Connected solar farm | 3 | 光伏 | PV | 20 | operating | 2013 | CECEP Solar Energy Technology Co Ltd [100%] | CECEP Qinghai Dachaidan Solar Power Generation | 37.2809 | 95.5154 | L100000802057 | G100000802404 | https://www.gem.wiki/Qinghai_Province_Dachaidan_Xitieshan_CECEP_Grid-Connected_solar_farm | Global Solar Power Tracker - February 2026 |  | 不适用 | 运行参数继承参考Generators_data.csv的风电/光伏设定
1938 | QH | 3 | 青海 | Haixi AP | Da Qaidam Administrative Zone | 中广核太阳能海西锡铁山二期30MWp并网光伏发电工程 | Qinghai Province Dachaidan Xitieshan CGN Grid-Connected solar farm | 2 | 光伏 | PV | 30 | operating | 2011 | CGN New Energy Investment [100%] | CGN Solar Energy (Dachaidan) Development | 37.2987 | 95.4649 | L100000802059 | G100000802406 | https://www.gem.wiki/Qinghai_Province_Dachaidan_Xitieshan_CGN_Grid-Connected_solar_farm | Global Solar Power Tracker - February 2026 |  | 不适用 | 运行参数继承参考Generators_data.csv的风电/光伏设定
1939 | QH | 3 | 青海 | Haixi AP | Da Qaidam Administrative Zone | 中广核太阳能海西锡铁山三期60MWp并网光伏发电工程 | Qinghai Province Dachaidan Xitieshan CGN Grid-Connected solar farm | 3 | 光伏 | PV | 60 | operating | 2011 | CGN New Energy Investment [100%] | CGN Solar Energy (Dachaidan) Development | 37.2987 | 95.4649 | L100000802059 | G100000802405 | https://www.gem.wiki/Qinghai_Province_Dachaidan_Xitieshan_CGN_Grid-Connected_solar_farm | Global Solar Power Tracker - February 2026 |  | 不适用 | 运行参数继承参考Generators_data.csv的风电/光伏设定
1940 | QH | 3 | 青海 | Haixi AP | Delingha City | 海西州德令哈光伏发电领跑者应用示范基地1#地块 | Qinghai Province Delingha "Front Runner" solar farm | A1 | 光伏 | PV | 100 | operating | 2018 | GCL Group Co Ltd [40%]; Qinghai State-owned Assets Investment Management Co Ltd [60%] |  | 37.3656 | 97.1583 | L100000802071 | G100000802421 | https://www.gem.wiki/Qinghai_Province_Delingha_"Front_Runner"_solar_farm | Global Solar Power Tracker - February 2026 |  | 不适用 | 运行参数继承参考Generators_data.csv的风电/光伏设定
1941 | QH | 3 | 青海 | Haixi AP | Delingha City | 海西州德令哈光伏发电领跑者应用示范基地2#地 | Qinghai Province Delingha "Front Runner" solar farm | A2 | 光伏 | PV | 100 | operating | 2018 | GCL Group Co Ltd [40%]; Qinghai State-owned Assets Investment Management Co Ltd [60%] | 青海省国投公司和协鑫集团联合体 | 37.3656 | 97.1583 | L100000802071 | G100000802422 | https://www.gem.wiki/Qinghai_Province_Delingha_"Front_Runner"_solar_farm | Global Solar Power Tracker - February 2026 |  | 不适用 | 运行参数继承参考Generators_data.csv的风电/光伏设定
1942 | QH | 3 | 青海 | Haixi AP | Delingha City | 海西州德令哈光伏发电领跑者应用示范基地3#地块 | Qinghai Province Delingha "Front Runner" solar farm | A3 | 光伏 | PV | 100 | operating | 2018 | GCL Group Co Ltd [40%]; Qinghai State-owned Assets Investment Management Co Ltd [60%] | 青海省国投公司和协鑫集团联合体 | 37.3656 | 97.1583 | L100000802071 | G100000802423 | https://www.gem.wiki/Qinghai_Province_Delingha_"Front_Runner"_solar_farm | Global Solar Power Tracker - February 2026 |  | 不适用 | 运行参数继承参考Generators_data.csv的风电/光伏设定
1943 | QH | 3 | 青海 | Haixi AP | Delingha City | 海西州德令哈光伏发电领跑者应用示范基地4#地块 | Qinghai Province Delingha "Front Runner" solar farm | A4 | 光伏 | PV | 100 | operating | 2018 | Shenzhen Tuori New Energy Technology Co Ltd [10%]; China Huaneng Group Co Ltd [90%] |  | 37.3656 | 97.1583 | L100000802071 | G100000802424 | https://www.gem.wiki/Qinghai_Province_Delingha_"Front_Runner"_solar_farm | Global Solar Power Tracker - February 2026 |  | 不适用 | 运行参数继承参考Generators_data.csv的风电/光伏设定
1944 | QH | 3 | 青海 | Haixi AP | Delingha City | 海西州德令哈光伏发电领跑者应用示范基地5#地块 | Qinghai Province Delingha "Front Runner" solar farm | A5 | 光伏 | PV | 100 | operating | 2018 | Haixi Development Investment Co Ltd [20%]; China Guangdong Nuclear Power Development Co Ltd [80%] |  | 37.3656 | 97.1583 | L100000802071 | G100000802425 | https://www.gem.wiki/Qinghai_Province_Delingha_"Front_Runner"_solar_farm | Global Solar Power Tracker - February 2026 |  | 不适用 | 运行参数继承参考Generators_data.csv的风电/光伏设定
1945 | QH | 3 | 青海 | Haixi AP | Delingha City | 德令哈白鹿30兆瓦并网光伏发电项目 | Qinghai Province Delingha Bailu solar farm | -- | 光伏 | PV | 30 | operating | 2015 | Jinxin Century New Energy Technology Co Ltd [100%] | Delingha Bailu Photovoltaic Power | 37.3544 | 97.1473 | L100000802066 | G100000802414 | https://www.gem.wiki/Qinghai_Province_Delingha_Bailu_solar_farm | Global Solar Power Tracker - February 2026 |  | 不适用 | 运行参数继承参考Generators_data.csv的风电/光伏设定
1946 | QH | 3 | 青海 | Haixi AP | Delingha City | 大唐新能源海西德令哈并网光伏二期20MWp发电工程 | Qinghai Province Delingha Datang solar farm | 2 | 光伏 | PV | 20 | operating | 2012 | China Datang Corporation Renewable Power Co Ltd [100%] | Datang Delingha New Energy | 37.3757 | 97.2067 | L100000802062 | G100000802410 | https://www.gem.wiki/Qinghai_Province_Delingha_Datang_solar_farm | Global Solar Power Tracker - February 2026 |  | 不适用 | 运行参数继承参考Generators_data.csv的风电/光伏设定
1947 | QH | 3 | 青海 | Haixi AP | Delingha City | 大唐德令哈新能源海西德令哈并网光伏发电项目三期20.0MW发电工程 | Qinghai Province Delingha Datang solar farm | 3 | 光伏 | PV | 20 | operating | 2014 | China Datang Corporation Renewable Power Co Ltd [100%] | Datang Delingha New Energy | 37.3757 | 97.2067 | L100000802062 | G100000802409 | https://www.gem.wiki/Qinghai_Province_Delingha_Datang_solar_farm | Global Solar Power Tracker - February 2026 |  | 不适用 | 运行参数继承参考Generators_data.csv的风电/光伏设定
1948 | QH | 3 | 青海 | Haixi AP | Delingha City | 青海黄河中型水电海西德令哈并网光伏发电项目二期40.0MW发电工程 | Qinghai Province Delingha Huanghe Medium Hydropower solar farm | 2 | 光伏 | PV | 40 | operating | 2014 | Qinghai Huanghe Hydropower Development Co Ltd [100%] | Qinghai Yellow River Medium Type Hydropower Development | 37.3764 | 97.1916 | L100000802069 | G100000802419 | https://www.gem.wiki/Qinghai_Province_Delingha_Huanghe_Medium_Hydropower_solar_farm | Global Solar Power Tracker - February 2026 |  | 不适用 | 运行参数继承参考Generators_data.csv的风电/光伏设定
1949 | QH | 3 | 青海 | Haixi AP | Delingha City | 青海力诺太阳能电力工程有限公司德令哈 30 兆瓦并网光伏发电项目 | Qinghai Province Delingha Linuo solar farm | 1 | 光伏 | PV | 30 | operating | 2011 | Changzhou Ranchen Photovoltaic Investment Co Ltd [100%] | Qinghai Linuo Solar Power Engineering | 37.3695 | 97.2247 | L100000802063 | G100000802412 | https://www.gem.wiki/Qinghai_Province_Delingha_Linuo_solar_farm | Global Solar Power Tracker - February 2026 |  | 不适用 | 运行参数继承参考Generators_data.csv的风电/光伏设定
1950 | QH | 3 | 青海 | Haixi AP | Delingha City | 青海力诺海西德令哈并网光伏二期20MWp 发电工程 | Qinghai Province Delingha Linuo solar farm | 2 | 光伏 | PV | 20 | operating | 2012 | Changzhou Ranchen Photovoltaic Investment Co Ltd [100%] | Qinghai Linuo Solar Power Engineering | 37.3695 | 97.2247 | L100000802063 | G100000802411 | https://www.gem.wiki/Qinghai_Province_Delingha_Linuo_solar_farm | Global Solar Power Tracker - February 2026 |  | 不适用 | 运行参数继承参考Generators_data.csv的风电/光伏设定
1951 | QH | 3 | 青海 | Haixi AP | Delingha City | 三峡新能源德令哈发电有限公司德令哈 20 兆瓦并网光伏发电项目 | Qinghai Province Delingha Three Gorges solar farm | -- | 光伏 | PV | 20 | operating | 2016 | China Three Gorges Renewables (Group) Co Ltd [100%] | Three Gorges New Energy Delingha Power Generation | 37.3629 | 97.2058 | L100000802065 | G100000802413 | https://www.gem.wiki/Qinghai_Province_Delingha_Three_Gorges_solar_farm | Global Solar Power Tracker - February 2026 |  | 不适用 | 运行参数继承参考Generators_data.csv的风电/光伏设定
1952 | QH | 3 | 青海 | Haixi AP | Delingha City | 协合海西德令哈并网光伏二期20MWp 发电工程 | Qinghai Province Delingha Xiehe solar farm | 2 | 光伏 | PV | 20 | operating | 2013 | Huaneng Gongrong No.1 (Tianjin) Equity Investment Fund Partnership (Limited Partnership) [60%]; Huaneng Gongrong No.2 (Tianjin) Equity Investment Fund Partnership (Limited Partnership) [40%] | Delingha Xiehe Photovoltaic Power Generation | 37.3764 | 97.1916 | L100000802068 | G100000802418 | https://www.gem.wiki/Qinghai_Province_Delingha_Xiehe_solar_farm | Global Solar Power Tracker - February 2026 |  | 不适用 | 运行参数继承参考Generators_data.csv的风电/光伏设定
1953 | QH | 3 | 青海 | Haixi AP | Delingha City | 德令哈协合光伏发电海西德令哈并网光伏发电项目三期20.0MW发电工程 | Qinghai Province Delingha Xiehe solar farm | 3 | 光伏 | PV | 20 | operating | 2013 | Huaneng Gongrong No.1 (Tianjin) Equity Investment Fund Partnership (Limited Partnership) [60%]; Huaneng Gongrong No.2 (Tianjin) Equity Investment Fund Partnership (Limited Partnership) [40%] | Delingha Xiehe Photovoltaic Power Generation | 37.3764 | 97.1916 | L100000802068 | G100000802417 | https://www.gem.wiki/Qinghai_Province_Delingha_Xiehe_solar_farm | Global Solar Power Tracker - February 2026 |  | 不适用 | 运行参数继承参考Generators_data.csv的风电/光伏设定
1954 | QH | 3 | 青海 | Haixi AP | Golmud City | 北控绿产格尔木一期20MW光伏发电项目 | Qinghai Province Golmud Beikong Grid-Connected solar farm | 1 | 光伏 | PV | 20 | operating | 2011 | Beijing Enterprises Green Industrial Investments Limited [15%]; Beijing Instrument Industry Group Co Ltd [85%] | Beijing Enterprises Green Production (Qinghai) New Energy | 36.3789 | 95.1575 | L100000802073 | G100000802434 | https://www.gem.wiki/Qinghai_Province_Golmud_Beikong_Grid-Connected_solar_farm | Global Solar Power Tracker - February 2026 |  | 不适用 | 运行参数继承参考Generators_data.csv的风电/光伏设定
1955 | QH | 3 | 青海 | Haixi AP | Golmud City | 北控绿产海西格尔木并网光伏二期20MWp 发电工程 | Qinghai Province Golmud Beikong Grid-Connected solar farm | 2 | 光伏 | PV | 20 | operating | 2012 | Beijing Enterprises Green Industrial Investments Limited [15%]; Beijing Instrument Industry Group Co Ltd [85%] | Beijing Enterprises Green Production (Qinghai) New Energy | 36.3789 | 95.1575 | L100000802073 | G100000802433 | https://www.gem.wiki/Qinghai_Province_Golmud_Beikong_Grid-Connected_solar_farm | Global Solar Power Tracker - February 2026 |  | 不适用 | 运行参数继承参考Generators_data.csv的风电/光伏设定
1956 | QH | 3 | 青海 | Haixi AP | Golmud City | 北控绿产(青海)新能源海西格尔木并网光伏发电项目三期20.0MW发电工程 | Qinghai Province Golmud Beikong Grid-Connected solar farm | 3 | 光伏 | PV | 20 | operating | 2013 | Beijing Enterprises Green Industrial Investments Limited [15%]; Beijing Instrument Industry Group Co Ltd [85%] | Beijing Enterprises Green Production (Qinghai) New Energy | 36.3789 | 95.1575 | L100000802073 | G100000802432 | https://www.gem.wiki/Qinghai_Province_Golmud_Beikong_Grid-Connected_solar_farm | Global Solar Power Tracker - February 2026 |  | 不适用 | 运行参数继承参考Generators_data.csv的风电/光伏设定
1957 | QH | 3 | 青海 | Haixi AP | Golmud City | 北控绿产(青海)新能源海西格尔木并网光伏发电项目四期30.0MW发电工程 | Qinghai Province Golmud Beikong Grid-Connected solar farm | 4 | 光伏 | PV | 30 | operating | 2014 | Beijing Enterprises Green Industrial Investments Limited [15%]; Beijing Instrument Industry Group Co Ltd [85%] | Beijing Enterprises Green Production (Qinghai) New Energy | 36.3789 | 95.1575 | L100000802073 | G100000802431 | https://www.gem.wiki/Qinghai_Province_Golmud_Beikong_Grid-Connected_solar_farm | Global Solar Power Tracker - February 2026 |  | 不适用 | 运行参数继承参考Generators_data.csv的风电/光伏设定
1958 | QH | 3 | 青海 | Haixi AP | Golmud City | 北控绿产(青海)新能源海西格尔木并网光伏发电项目五期30.0MW发电工程 | Qinghai Province Golmud Beikong Grid-Connected solar farm | 5 | 光伏 | PV | 30 | operating | 2015 | Beijing Enterprises Green Industrial Investments Limited [15%]; Beijing Instrument Industry Group Co Ltd [85%] | Beijing Enterprises Green Production (Qinghai) New Energy | 36.3789 | 95.1575 | L100000802073 | G100000802430 | https://www.gem.wiki/Qinghai_Province_Golmud_Beikong_Grid-Connected_solar_farm | Global Solar Power Tracker - February 2026 |  | 不适用 | 运行参数继承参考Generators_data.csv的风电/光伏设定
1959 | QH | 3 | 青海 | Haixi AP | Golmud City | 大唐海西格尔木并网光伏二期20MWp 发电工程 | Qinghai Province Golmud Datang Grid-Connected solar farm | 2 | 光伏 | PV | 20 | operating | 2013 | Datang Qinghai Energy Development Co Ltd [100%] | Datang Golmud Solar Power | 36.3855 | 95.1382 | L100000802076 | G100000802439 | https://www.gem.wiki/Qinghai_Province_Golmud_Datang_Grid-Connected_solar_farm | Global Solar Power Tracker - February 2026 |  | 不适用 | 运行参数继承参考Generators_data.csv的风电/光伏设定
1960 | QH | 3 | 青海 | Haixi AP | Golmud City | 大唐国际海西格尔木并网光伏一期20MWp 发电工程 | Qinghai Province Golmud Datang International solar farm | 1 | 光伏 | PV | 20 | operating | 2013 | Datang International Power Generation Co Ltd [100%] | Qinghai Datang International Golmud Photovoltaic Power Generation | 36.3855 | 95.1382 | L100000802075 | G100000802437 | https://www.gem.wiki/Qinghai_Province_Golmud_Datang_International_solar_farm | Global Solar Power Tracker - February 2026 |  | 不适用 | 运行参数继承参考Generators_data.csv的风电/光伏设定
1961 | QH | 3 | 青海 | Haixi AP | Golmud City | 大唐国际海西格尔木并网光伏二期20MWp 发电工程 | Qinghai Province Golmud Datang International solar farm | 2 | 光伏 | PV | 20 | operating | 2013 | Datang International Power Generation Co Ltd [100%] | Qinghai Datang International Golmud Photovoltaic Power Generation | 36.3855 | 95.1382 | L100000802075 | G100000802438 | https://www.gem.wiki/Qinghai_Province_Golmud_Datang_International_solar_farm | Global Solar Power Tracker - February 2026 |  | 不适用 | 运行参数继承参考Generators_data.csv的风电/光伏设定
1962 | QH | 3 | 青海 | Haixi AP | Golmud City | 青海大唐国际格尔木光伏发电有限责任公司格尔木市三期50MW并网光伏发电项目 | Qinghai Province Golmud Datang International solar farm | 3 | 光伏 | PV | 50 | operating | 2016 | Datang International Power Generation Co Ltd [100%] | Qinghai Datang International Golmud Photovoltaic Power Generation | 36.3798 | 95.0911 | L100000802075 | G100000803445 | https://www.gem.wiki/Qinghai_Province_Golmud_Datang_International_solar_farm | Global Solar Power Tracker - February 2026 |  | 不适用 | 运行参数继承参考Generators_data.csv的风电/光伏设定
1963 | QH | 3 | 青海 | Haixi AP | Golmud City | 国电海西格尔木并网光伏40MWp 发电工程 | Qinghai Province Golmud Guodian Grid-Connected solar farm | 1 | 光伏 | PV | 40 | operating | 2013 | Kunshan Runbow Supply Chain Technology Co Ltd [40%]; National Energy Investment Group Co Ltd [60%] | National Energy Group Golmud Photovoltaic Power Generation | 36.3641 | 95.1128 | L100000802077 | G100000802442 | https://www.gem.wiki/Qinghai_Province_Golmud_Guodian_Grid-Connected_solar_farm | Global Solar Power Tracker - February 2026 |  | 不适用 | 运行参数继承参考Generators_data.csv的风电/光伏设定
1964 | QH | 3 | 青海 | Haixi AP | Golmud City | 格尔木国电电力光伏海西格尔木并网光伏发电项目二期20.0MW发电工程 | Qinghai Province Golmud Guodian Grid-Connected solar farm | 2 | 光伏 | PV | 20 | operating | 2015 | Kunshan Runbow Supply Chain Technology Co Ltd [40%]; National Energy Investment Group Co Ltd [60%] | National Energy Group Golmud Photovoltaic Power Generation | 36.3641 | 95.1128 | L100000802077 | G100000802441 | https://www.gem.wiki/Qinghai_Province_Golmud_Guodian_Grid-Connected_solar_farm | Global Solar Power Tracker - February 2026 |  | 不适用 | 运行参数继承参考Generators_data.csv的风电/光伏设定
1965 | QH | 3 | 青海 | Haixi AP | Golmud City | 格尔木国电电力光伏海西格尔木并网光伏发电项目三期20.0MW发电工程 | Qinghai Province Golmud Guodian Grid-Connected solar farm | 3 | 光伏 | PV | 50 | operating | 2016 | Kunshan Runbow Supply Chain Technology Co Ltd [40%]; National Energy Investment Group Co Ltd [60%] | National Energy Group Golmud Photovoltaic Power Generation | 36.3641 | 95.1128 | L100000802077 | G100000802440 | https://www.gem.wiki/Qinghai_Province_Golmud_Guodian_Grid-Connected_solar_farm | Global Solar Power Tracker - February 2026 |  | 不适用 | 运行参数继承参考Generators_data.csv的风电/光伏设定
1966 | QH | 3 | 青海 | Haixi AP | Golmud City | 华电海西格尔木并网光伏二期20MWp 发电工 | Qinghai Province Golmud Huadian Grid-Connected solar farm | 2 | 光伏 | PV | 20 | operating | 2013 | Huadian Fuxin Energy Development Co Ltd. [100%] | Huadian Golmud Solar Power Generation | 36.3855 | 95.1382 | L100000802079 | G100000802443 | https://www.gem.wiki/Qinghai_Province_Golmud_Huadian_Grid-Connected_solar_farm | Global Solar Power Tracker - February 2026 |  | 不适用 | 运行参数继承参考Generators_data.csv的风电/光伏设定
1967 | QH | 3 | 青海 | Haixi AP | Golmud City | 华能海西格尔木并网光伏一期20MWp 发电工程 | Qinghai Province Golmud Huaneng Grid-Connected solar farm | 1 | 光伏 | PV | 20 | operating | 2011 | Huaneng Renewables Corp Ltd [100%] | Huaneng Geermu Photovoltaic Power Generation | 36.3851 | 95.1202 | L100000802080 | G100000802444 | https://www.gem.wiki/Qinghai_Province_Golmud_Huaneng_Grid-Connected_solar_farm | Global Solar Power Tracker - February 2026 |  | 不适用 | 运行参数继承参考Generators_data.csv的风电/光伏设定
1968 | QH | 3 | 青海 | Haixi AP | Golmud City | 华能海西格尔木并网光伏二期30MWp 发电工程 | Qinghai Province Golmud Huaneng Grid-Connected solar farm | 2 | 光伏 | PV | 30 | operating | 2012 | Huaneng Renewables Corp Ltd [100%] | Huaneng Geermu Photovoltaic Power Generation | 36.3851 | 95.1202 | L100000802080 | G100000802445 | https://www.gem.wiki/Qinghai_Province_Golmud_Huaneng_Grid-Connected_solar_farm | Global Solar Power Tracker - February 2026 |  | 不适用 | 运行参数继承参考Generators_data.csv的风电/光伏设定
1969 | QH | 3 | 青海 | Haixi AP | Golmud City | 华能海西格尔木并网光伏三期20MWp 发电工程 | Qinghai Province Golmud Huaneng Grid-Connected solar farm | 3 | 光伏 | PV | 20 | operating | 2012 | Huaneng Renewables Corp Ltd [100%] | Huaneng Geermu Photovoltaic Power Generation | 36.3765 | 95.1371 | L100000802080 | G100000802446 | https://www.gem.wiki/Qinghai_Province_Golmud_Huaneng_Grid-Connected_solar_farm | Global Solar Power Tracker - February 2026 |  | 不适用 | 运行参数继承参考Generators_data.csv的风电/光伏设定
1970 | QH | 3 | 青海 | Haixi AP | Golmud City | 青海黄河上游水电开发海西格尔木并网光伏发电项目一期200.0MW发电工程 | Qinghai Province Golmud Huanghe Hydropower Grid-Connected solar farm | 1 | 光伏 | PV | 200 | operating | 2012 | China Life Insurance Co Ltd [13%]; unknown [13%]; ICBC Financial Assets Investment Co Ltd [9%]; State Power Investment Group Upper Yellow River Hydropower Development Co Ltd [65%] | Qinghai Huanghe Hydropower Development | 36.3293 | 94.7993 | L100000802093 | G100000802471 | https://www.gem.wiki/Qinghai_Province_Golmud_Huanghe_Hydropower_Grid-Connected_solar_farm | Global Solar Power Tracker - February 2026 |  | 不适用 | 运行参数继承参考Generators_data.csv的风电/光伏设定
1971 | QH | 3 | 青海 | Haixi AP | Golmud City | 青海黄河上游水电开发海西格尔木并网光伏发电项目二期100.0MW发电工程 | Qinghai Province Golmud Huanghe Hydropower Grid-Connected solar farm | 2 | 光伏 | PV | 100 | operating | 2013 | China Life Insurance Co Ltd [13%]; unknown [13%]; ICBC Financial Assets Investment Co Ltd [9%]; State Power Investment Group Upper Yellow River Hydropower Development Co Ltd [65%] | Qinghai Huanghe Hydropower Development | 36.3293 | 94.7993 | L100000802093 | G100000802472 | https://www.gem.wiki/Qinghai_Province_Golmud_Huanghe_Hydropower_Grid-Connected_solar_farm | Global Solar Power Tracker - February 2026 |  | 不适用 | 运行参数继承参考Generators_data.csv的风电/光伏设定
1972 | QH | 3 | 青海 | Haixi AP | Golmud City | 青海黄河上游水电开发海西格尔木并网光伏发电项目三期150.0MW发电工程 | Qinghai Province Golmud Huanghe Hydropower Grid-Connected solar farm | 3 | 光伏 | PV | 150 | operating | 2014 | China Life Insurance Co Ltd [13%]; unknown [13%]; ICBC Financial Assets Investment Co Ltd [9%]; State Power Investment Group Upper Yellow River Hydropower Development Co Ltd [65%] | Qinghai Huanghe Hydropower Development | 36.3293 | 94.7993 | L100000802093 | G100000802473 | https://www.gem.wiki/Qinghai_Province_Golmud_Huanghe_Hydropower_Grid-Connected_solar_farm | Global Solar Power Tracker - February 2026 |  | 不适用 | 运行参数继承参考Generators_data.csv的风电/光伏设定
1973 | QH | 3 | 青海 | Haixi AP | Golmud City | 青海黄河中型水电开发海西格尔木并网光伏发电项目50.0MW发电工程 | Qinghai Province Golmud Huanghe Medium Type Hydropower Grid-Connected solar farm | -- | 光伏 | PV | 50 | operating | 2015 | Qinghai Huanghe Hydropower Development Co Ltd [100%] | Qinghai Yellow River Medium Type Hydro Power Development | 36.3293 | 94.7993 | L100000802095 | G100000802475 | https://www.gem.wiki/Qinghai_Province_Golmud_Huanghe_Medium_Type_Hydropower_Grid-Connected_solar_farm | Global Solar Power Tracker - February 2026 |  | 不适用 | 运行参数继承参考Generators_data.csv的风电/光伏设定
1974 | QH | 3 | 青海 | Haixi AP | Golmud City | 京能海西格尔木并网光伏二期20MWp 发电工程 | Qinghai Province Golmud Jingneng Grid-Connected solar farm | 2 | 光伏 | PV | 20 | operating | 2013 | Beijing Energy Group Co Ltd [100%] | Qinghai Jingneng Construction Investment | 36.3548 | 95.1428 | L100000802072 | G100000802429 | https://www.gem.wiki/Qinghai_Province_Golmud_Jingneng_Grid-Connected_solar_farm | Global Solar Power Tracker - February 2026 |  | 不适用 | 运行参数继承参考Generators_data.csv的风电/光伏设定
1975 | QH | 3 | 青海 | Haixi AP | Golmud City | 格尔木京能新能源海西格尔木并网光伏发电项目三期20.0MW发电工程 | Qinghai Province Golmud Jingneng Grid-Connected solar farm | 3 | 光伏 | PV | 20 | operating | 2014 | Beijing Jingneng Clean Energy Co Ltd [100%] | Golmud Jingneng New Energy | 36.3548 | 95.1428 | L100000802072 | G100000802428 | https://www.gem.wiki/Qinghai_Province_Golmud_Jingneng_Grid-Connected_solar_farm | Global Solar Power Tracker - February 2026 |  | 不适用 | 运行参数继承参考Generators_data.csv的风电/光伏设定
1976 | QH | 3 | 青海 | Haixi AP | Golmud City | 格尔木京能新能源海西格尔木并网光伏发电项目四期20.0MW发电工程 | Qinghai Province Golmud Jingneng Grid-Connected solar farm | 4 | 光伏 | PV | 20 | operating | 2015 | Beijing Jingneng Clean Energy Co Ltd [100%] | Golmud Jingneng New Energy | 36.3548 | 95.1428 | L100000802072 | G100000802427 | https://www.gem.wiki/Qinghai_Province_Golmud_Jingneng_Grid-Connected_solar_farm | Global Solar Power Tracker - February 2026 |  | 不适用 | 运行参数继承参考Generators_data.csv的风电/光伏设定
1977 | QH | 3 | 青海 | Haixi AP | Golmud City | 格尔木京能新能源海西格尔木并网光伏发电项目五期20.0MW发电工程 | Qinghai Province Golmud Jingneng Grid-Connected solar farm | 5 | 光伏 | PV | 30 | operating | 2016 | Beijing Jingneng Clean Energy Co Ltd [100%] | Golmud Jingneng New Energy | 36.3548 | 95.1428 | L100000802072 | G100000802426 | https://www.gem.wiki/Qinghai_Province_Golmud_Jingneng_Grid-Connected_solar_farm | Global Solar Power Tracker - February 2026 |  | 不适用 | 运行参数继承参考Generators_data.csv的风电/光伏设定
1978 | QH | 3 | 青海 | Haixi AP | Golmud City | 力腾新能源海西格尔木并网光伏二期20MWp发电工程 | Qinghai Province Golmud Liteng Grid-Connected solar farm | 2 | 光伏 | PV | 20 | operating | 2012 | Zhejiang Chint New Energy Development Co Ltd [100%] | Qinghai Liteng New Energy Investment | 36.3765 | 95.1371 | L100000802081 | G100000802449 | https://www.gem.wiki/Qinghai_Province_Golmud_Liteng_Grid-Connected_solar_farm | Global Solar Power Tracker - February 2026 |  | 不适用 | 运行参数继承参考Generators_data.csv的风电/光伏设定
1979 | QH | 3 | 青海 | Haixi AP | Golmud City | 青海力腾新能源投资海西格尔木并网光伏发电项目三期20.0MW发电工程 | Qinghai Province Golmud Liteng Grid-Connected solar farm | 3 | 光伏 | PV | 20 | operating | 2014 | Zhejiang Chint New Energy Development Co Ltd [100%] | Qinghai Liteng New Energy Investment | 36.3765 | 95.1371 | L100000802081 | G100000802448 | https://www.gem.wiki/Qinghai_Province_Golmud_Liteng_Grid-Connected_solar_farm | Global Solar Power Tracker - February 2026 |  | 不适用 | 运行参数继承参考Generators_data.csv的风电/光伏设定
1980 | QH | 3 | 青海 | Haixi AP | Golmud City | 青海力腾新能源投资有限公司格尔木四期20MWp并网光伏电站发电项目 | Qinghai Province Golmud Liteng Grid-Connected solar farm | 4 | 光伏 | PV | 20 | operating | 2016 | Zhejiang Chint New Energy Development Co Ltd [100%] | Qinghai Liteng New Energy Investment | 36.3765 | 95.1371 | L100000802081 | G100000802447 | https://www.gem.wiki/Qinghai_Province_Golmud_Liteng_Grid-Connected_solar_farm | Global Solar Power Tracker - February 2026 |  | 不适用 | 运行参数继承参考Generators_data.csv的风电/光伏设定
1981 | QH | 3 | 青海 | Haixi AP | Golmud City | 龙源格尔木新能源开发有限公司格尔木20兆瓦并网光伏发电项目 | Qinghai Province Golmud Longyuan Grid-Connected solar farm | 1 | 光伏 | PV | 20 | operating | 2011 | China Longyuan Power Group Corp Ltd [100%] | Longyuan Golmud New Energy Development | 36.3366 | 95.2328 | L100000802082 | G100000802453 | https://www.gem.wiki/Qinghai_Province_Golmud_Longyuan_Grid-Connected_solar_farm | Global Solar Power Tracker - February 2026 |  | 不适用 | 运行参数继承参考Generators_data.csv的风电/光伏设定
1982 | QH | 3 | 青海 | Haixi AP | Golmud City | 龙源格尔木新能源开发有限公司格尔木二期30兆瓦并网光伏发电项目 | Qinghai Province Golmud Longyuan Grid-Connected solar farm | 2 | 光伏 | PV | 30 | operating | 2011 | China Longyuan Power Group Corp Ltd [100%] | Longyuan Golmud New Energy Development | 36.3366 | 95.2328 | L100000802082 | G100000802452 | https://www.gem.wiki/Qinghai_Province_Golmud_Longyuan_Grid-Connected_solar_farm | Global Solar Power Tracker - February 2026 |  | 不适用 | 运行参数继承参考Generators_data.csv的风电/光伏设定
1983 | QH | 3 | 青海 | Haixi AP | Golmud City | 龙源海西格尔木并网光伏三期20MWp 发电工程 | Qinghai Province Golmud Longyuan Grid-Connected solar farm | 3 | 光伏 | PV | 20 | operating | 2012 | China Longyuan Power Group Corp Ltd [100%] | Longyuan Golmud New Energy Development | 36.3366 | 95.2328 | L100000802082 | G100000802451 | https://www.gem.wiki/Qinghai_Province_Golmud_Longyuan_Grid-Connected_solar_farm | Global Solar Power Tracker - February 2026 |  | 不适用 | 运行参数继承参考Generators_data.csv的风电/光伏设定
1984 | QH | 3 | 青海 | Haixi AP | Golmud City | 龙源格尔木新能源开发海西格尔木并网光伏发电项目四期20.0MW发电工程 | Qinghai Province Golmud Longyuan Grid-Connected solar farm | 4 | 光伏 | PV | 20 | operating | 2013 | China Longyuan Power Group Corp Ltd [100%] | Longyuan Golmud New Energy Development | 36.3366 | 95.2328 | L100000802082 | G100000802450 | https://www.gem.wiki/Qinghai_Province_Golmud_Longyuan_Grid-Connected_solar_farm | Global Solar Power Tracker - February 2026 |  | 不适用 | 运行参数继承参考Generators_data.csv的风电/光伏设定
1985 | QH | 3 | 青海 | Haixi AP | Golmud City | 青海水利水电集团海西格尔木并网光伏一期20MWp 发电工程 | Qinghai Province Golmud Qinghai Hydropower Grid-Connected solar farm | 1 | 光伏 | PV | 20 | operating | 2011 | Qinghai Water Conservancy and Hydropower (Group) Co Ltd; Qinghai Huangdian Siwei New Energy Management Co Ltd | Qinghai Water Conservancy & Hydroelectric (Group) Golmud Photovoltaic Power | 36.3538 | 95.1150 | L100000802083 | G100000802457 | https://www.gem.wiki/Qinghai_Province_Golmud_Qinghai_Hydropower_Grid-Connected_solar_farm | Global Solar Power Tracker - February 2026 |  | 不适用 | 运行参数继承参考Generators_data.csv的风电/光伏设定
1986 | QH | 3 | 青海 | Haixi AP | Golmud City | 青海水利水电集团海西格尔木并网光伏二期20MWp 发电工程 | Qinghai Province Golmud Qinghai Hydropower Grid-Connected solar farm | 2 | 光伏 | PV | 20 | operating | 2012 | Qinghai Water Conservancy and Hydropower (Group) Co Ltd; Qinghai Huangdian Siwei New Energy Management Co Ltd | Qinghai Water Conservancy & Hydroelectric (Group) Golmud Photovoltaic Power | 36.3538 | 95.1150 | L100000802083 | G100000802456 | https://www.gem.wiki/Qinghai_Province_Golmud_Qinghai_Hydropower_Grid-Connected_solar_farm | Global Solar Power Tracker - February 2026 |  | 不适用 | 运行参数继承参考Generators_data.csv的风电/光伏设定
1987 | QH | 3 | 青海 | Haixi AP | Golmud City | 青海水利水电集团格尔木光伏发电海西格尔木并网光伏发电项目三期30.0MW发电工程 | Qinghai Province Golmud Qinghai Hydropower Grid-Connected solar farm | 3 | 光伏 | PV | 30 | operating | 2013 | Qinghai Water Conservancy and Hydropower (Group) Co Ltd; Qinghai Huangdian Siwei New Energy Management Co Ltd | Qinghai Water Conservancy & Hydroelectric (Group) Golmud Photovoltaic Power | 36.3538 | 95.1150 | L100000802083 | G100000802455 | https://www.gem.wiki/Qinghai_Province_Golmud_Qinghai_Hydropower_Grid-Connected_solar_farm | Global Solar Power Tracker - February 2026 |  | 不适用 | 运行参数继承参考Generators_data.csv的风电/光伏设定
1988 | QH | 3 | 青海 | Haixi AP | Golmud City | 青海水利水电集团格尔木光伏发电有限公司格尔木市四期 40 兆瓦并网光伏发电项目 | Qinghai Province Golmud Qinghai Hydropower Grid-Connected solar farm | 4 | 光伏 | PV | 40 | operating | 2016 | Qinghai Water Conservancy and Hydropower (Group) Co Ltd; Qinghai Huangdian Siwei New Energy Management Co Ltd | Qinghai Water Conservancy & Hydroelectric (Group) Golmud Photovoltaic Power | 36.3538 | 95.1150 | L100000802083 | G100000802454 | https://www.gem.wiki/Qinghai_Province_Golmud_Qinghai_Hydropower_Grid-Connected_solar_farm | Global Solar Power Tracker - February 2026 |  | 不适用 | 运行参数继承参考Generators_data.csv的风电/光伏设定
1989 | QH | 3 | 青海 | Haixi AP | Golmud City | 青海日芯能源海西格尔木并网光伏发电项目二期60.0MW发电工程 | Qinghai Province Golmud Rixin Grid-Connected solar farm | 2 | 光伏 | PV | 60 | operating | 2013 | Fujian San'an Group Co Ltd [100%] | Qinghai Rixin Energy | 36.3717 | 95.2628 | L100000802084 | G100000802458 | https://www.gem.wiki/Qinghai_Province_Golmud_Rixin_Grid-Connected_solar_farm | Global Solar Power Tracker - February 2026 |  | 不适用 | 运行参数继承参考Generators_data.csv的风电/光伏设定
1990 | QH | 3 | 青海 | Haixi AP | Golmud City | 青海日芯能源有限公司格尔木三期21兆瓦并网光伏发电项目 | Qinghai Province Golmud Rixin Grid-Connected solar farm | 3 | 光伏 | PV | 21 | operating | 2017 | Fujian San'an Group Co Ltd [100%] | Qinghai Rixin Energy | 36.3717 | 95.2628 | L100000802084 | G100000802459 | https://www.gem.wiki/Qinghai_Province_Golmud_Rixin_Grid-Connected_solar_farm | Global Solar Power Tracker - February 2026 |  | 不适用 | 运行参数继承参考Generators_data.csv的风电/光伏设定
1991 | QH | 3 | 青海 | Haixi AP | Golmud City | 青海山一中氚海西格尔木并网光伏二期20MWp 发电工程 | Qinghai Province Golmud Shanyizhong Grid-Connected solar farm | 2 | 光伏 | PV | 20 | operating | 2013 | Inner Mongolia Shanlu Enercy Company Limited [100%] | Qinghai Shanyizhong Tritium Solar Power | 36.3907 | 95.2486 | L100000802086 | G100000802462 | https://www.gem.wiki/Qinghai_Province_Golmud_Shanyizhong_Grid-Connected_solar_farm | Global Solar Power Tracker - February 2026 |  | 不适用 | 运行参数继承参考Generators_data.csv的风电/光伏设定
1992 | QH | 3 | 青海 | Haixi AP | Golmud City | 青海山一中氚太阳能电力海西格尔木并网光伏发电项目三期20.0MW发电工程 | Qinghai Province Golmud Shanyizhong Grid-Connected solar farm | 3 | 光伏 | PV | 20 | operating | 2013 | Inner Mongolia Shanlu Enercy Company Limited [100%] | Qinghai Shanyizhong Tritium Solar Power | 36.3907 | 95.2486 | L100000802086 | G100000802461 | https://www.gem.wiki/Qinghai_Province_Golmud_Shanyizhong_Grid-Connected_solar_farm | Global Solar Power Tracker - February 2026 |  | 不适用 | 运行参数继承参考Generators_data.csv的风电/光伏设定
1993 | QH | 3 | 青海 | Haixi AP | Golmud City | 神光新能源海西格尔木并网光伏50MWp 发电 | Qinghai Province Golmud Shengguang Grid-Connected solar farm | -- | 光伏 | PV | 50 | operating | 2013 | Lingda Group Co Ltd [100%] | Golmud Shenguang New Energy | 36.3298 | 94.7972 | L100000802085 | G100000802460 | https://www.gem.wiki/Qinghai_Province_Golmud_Shengguang_Grid-Connected_solar_farm | Global Solar Power Tracker - February 2026 |  | 不适用 | 运行参数继承参考Generators_data.csv的风电/光伏设定
1994 | QH | 3 | 青海 | Haixi AP | Golmud City | 格尔木光伏发电产业园区2016-8#地块100兆瓦并网光伏电站 | Qinghai Province Golmud SPIC Huanghe Hydropower Grid-Connected solar farm | -- | 光伏 | PV | 100 | operating | 2018 | State Power Investment Corp Ltd [94%]; unknown [6%] | State Power Investment Group Upper Yellow River Hydropower Development | 36.3293 | 94.7993 | L100000802094 | G100000802474 | https://www.gem.wiki/Qinghai_Province_Golmud_SPIC_Huanghe_Hydropower_Grid-Connected_solar_farm | Global Solar Power Tracker - February 2026 |  | 不适用 | 运行参数继承参考Generators_data.csv的风电/光伏设定
1995 | QH | 3 | 青海 | Haixi AP | Golmud City | 阳光能源海西格尔木并网光伏二期20MWp 发电工程 | Qinghai Province Golmud Sunshine Energy Grid-Connected solar farm | 2 | 光伏 | PV | 20 | operating | 2013 | Luo Qian [75%]; Bao Quanjun [25%] | Sunshine Energy (Qinghai) | 36.3293 | 94.7993 | L100000802091 | G100000802469 | https://www.gem.wiki/Qinghai_Province_Golmud_Sunshine_Energy_Grid-Connected_solar_farm | Global Solar Power Tracker - February 2026 |  | 不适用 | 运行参数继承参考Generators_data.csv的风电/光伏设定
1996 | QH | 3 | 青海 | Haixi AP | Golmud City | 阳光能源海西格尔木并网光伏一期20MWp 发电工程 | Qinghai Province Golmud Sunshine Energy solar farm | 1 | 光伏 | PV | 20 | operating | 2011 | Luo Qian [75%]; Bao Quanjun [25%] | Sunshine Energy (Qinghai) | 36.3293 | 94.7993 | L100000802092 | G100000802470 | https://www.gem.wiki/Qinghai_Province_Golmud_Sunshine_Energy_solar_farm | Global Solar Power Tracker - February 2026 |  | 不适用 | 运行参数继承参考Generators_data.csv的风电/光伏设定
1997 | QH | 3 | 青海 | Haixi AP | Golmud City | 格尔木阳光启恒新能源有限公司格尔木市 30 兆瓦并网光伏发电项目 | Qinghai Province Golmud Sunshine Qiheng Grid-Connected solar farm | -- | 光伏 | PV | 30 | operating | 2016 | China Three Gorges Renewables (Group) Co Ltd [100%] | Golmud Sunshine Qiheng New Energy | 36.3894 | 95.1532 | L100000802090 | G100000802468 | https://www.gem.wiki/Qinghai_Province_Golmud_Sunshine_Qiheng_Grid-Connected_solar_farm | Global Solar Power Tracker - February 2026 |  | 不适用 | 运行参数继承参考Generators_data.csv的风电/光伏设定
1998 | QH | 3 | 青海 | Haixi AP | Golmud City | 三峡新能源海西格尔木并网光伏二期20MWp发电工程 | Qinghai Province Golmud Three Gorges Grid-Connected solar farm | 2 | 光伏 | PV | 20 | operating | 2012 | China Three Gorges New Energy (Group) Co Ltd [100%] | Three Gorges New Energy Golmud Power Generation | 36.3990 | 95.1318 | L100000802088 | G100000802466 | https://www.gem.wiki/Qinghai_Province_Golmud_Three_Gorges_Grid-Connected_solar_farm | Global Solar Power Tracker - February 2026 |  | 不适用 | 运行参数继承参考Generators_data.csv的风电/光伏设定
1999 | QH | 3 | 青海 | Haixi AP | Golmud City | 三峡新能源格尔木发电海西格尔木并网光伏发电项目三期20.0MW发电工程 | Qinghai Province Golmud Three Gorges Grid-Connected solar farm | 3 | 光伏 | PV | 20 | operating | 2014 | China Three Gorges New Energy (Group) Co Ltd [100%] | Three Gorges New Energy Golmud Power Generation | 36.3990 | 95.1318 | L100000802088 | G100000802465 | https://www.gem.wiki/Qinghai_Province_Golmud_Three_Gorges_Grid-Connected_solar_farm | Global Solar Power Tracker - February 2026 |  | 不适用 | 运行参数继承参考Generators_data.csv的风电/光伏设定
2000 | QH | 3 | 青海 | Haixi AP | Golmud City | 三峡新能源格尔木发电有限公司格尔木市四期 50 兆瓦并网光伏发电项目 | Qinghai Province Golmud Three Gorges Grid-Connected solar farm | 4 | 光伏 | PV | 50 | operating | 2015 | China Three Gorges New Energy (Group) Co Ltd [100%] | Three Gorges New Energy Golmud Power Generation | 36.3990 | 95.1318 | L100000802088 | G100000802464 | https://www.gem.wiki/Qinghai_Province_Golmud_Three_Gorges_Grid-Connected_solar_farm | Global Solar Power Tracker - February 2026 |  | 不适用 | 运行参数继承参考Generators_data.csv的风电/光伏设定
2001 | QH | 3 | 青海 | Haixi AP | Golmud City | 正泰新能源海西格尔木并网光伏二期20MWp发电项目 | Qinghai Province Golmud Zhengtai Grid-Connected solar farm | 2 | 光伏 | PV | 20 | operating | 2013 | Zhejiang Chint New Energy Development Co Ltd [100%] | Qinghai Golmud Zhengtai New Energy Development | 36.3293 | 94.7993 | L100000802096 | G100000802476 | https://www.gem.wiki/Qinghai_Province_Golmud_Zhengtai_Grid-Connected_solar_farm | Global Solar Power Tracker - February 2026 |  | 不适用 | 运行参数继承参考Generators_data.csv的风电/光伏设定
2002 | QH | 3 | 青海 | Haixi AP | Golmud City | 青海中电投吉电新能源海西格尔木并网光伏发电项目一期20.0MW发电工程 | Qinghai Province Golmud Zhongdiantou Grid-Connected solar farm | 1 | 光伏 | PV | 20 | operating | 2013 | Bank of Communications Financial Assets Investment Co Ltd [33%]; Jilin Electric Power Co Ltd [66%] | Qinghai China Power Investment Jidian New Energy | 36.3764 | 95.2636 | L100000802074 | G100000802435 | https://www.gem.wiki/Qinghai_Province_Golmud_Zhongdiantou_Grid-Connected_solar_farm | Global Solar Power Tracker - February 2026 |  | 不适用 | 运行参数继承参考Generators_data.csv的风电/光伏设定
2003 | QH | 3 | 青海 | Haixi AP | Golmud City | 青海中电投吉电新能源海西格尔木并网光伏发电项目二期20.0MW发电工程 | Qinghai Province Golmud Zhongdiantou Grid-Connected solar farm | 2 | 光伏 | PV | 20 | operating | 2013 | Bank of Communications Financial Assets Investment Co Ltd [33%]; Jilin Electric Power Co Ltd [66%] | Qinghai China Power Investment Jidian New Energy | 36.3764 | 95.2636 | L100000802074 | G100000802436 | https://www.gem.wiki/Qinghai_Province_Golmud_Zhongdiantou_Grid-Connected_solar_farm | Global Solar Power Tracker - February 2026 |  | 不适用 | 运行参数继承参考Generators_data.csv的风电/光伏设定
2004 | QH | 3 | 青海 | Hainan AP | Gonghe | 青海省100兆瓦集中式光伏扶贫电站 | Qinghai Province Gongh Poverty Alleviation solar farm | -- | 光伏 | PV | 100 | operating | 2018 | Shenzhen Nanguo Energy Co Ltd [60%]; Qinghai Provincial Poverty Alleviation and Development Investment Co Ltd [40%] | Qinghai Poverty Relief Photovoltaic New Energy | 36.1875 | 100.5735 | L100000802055 | G100000802397 | https://www.gem.wiki/Qinghai_Province_Gongh_Poverty_Alleviation_solar_farm | Global Solar Power Tracker - February 2026 |  | 不适用 | 运行参数继承参考Generators_data.csv的风电/光伏设定
2005 | QH | 3 | 青海 | Hainan AP | Gonghe | 青海华诚新能源有限公司共和三期20兆瓦并网光伏发电项目 | Qinghai Province Gonghe Huacheng Grid-Connected solar farm | 3 | 光伏 | PV | 20 | operating | 2016 | Qinghai Development Investment Co Ltd [100%] | Qinghai Development Investment | 36.2017 | 100.6040 | L100000802041 | G100000802380 | https://www.gem.wiki/Qinghai_Province_Gonghe_Huacheng_Grid-Connected_solar_farm | Global Solar Power Tracker - February 2026 |  | 不适用 | 运行参数继承参考Generators_data.csv的风电/光伏设定
2006 | QH | 3 | 青海 | Hainan AP | Gonghe | 青海黄河上游水电开发海南共和光伏产业园200.0MW一期光伏 | Qinghai Province Gonghe Huanghe Hydropower solar farm | 1 | 光伏 | PV | 200 | operating | 2013 | China Life Insurance Co Ltd [13%]; unknown [13%]; ICBC Financial Assets Investment Co Ltd [9%]; State Power Investment Group Upper Yellow River Hydropower Development Co Ltd [65%] | Qinghai Huanghe Hydropower Development | 36.1875 | 100.5735 | L100000802050 | G100000802389 | https://www.gem.wiki/Qinghai_Province_Gonghe_Huanghe_Hydropower_solar_farm | Global Solar Power Tracker - February 2026 |  | 不适用 | 运行参数继承参考Generators_data.csv的风电/光伏设定
2007 | QH | 3 | 青海 | Hainan AP | Gonghe | 青海黄河上游水电开发有限责任公司共和光伏产业园二期150兆瓦光伏 | Qinghai Province Gonghe Huanghe Hydropower solar farm | 2 | 光伏 | PV | 150 | operating | 2015 | China Life Insurance Co Ltd [13%]; unknown [13%]; ICBC Financial Assets Investment Co Ltd [9%]; State Power Investment Group Upper Yellow River Hydropower Development Co Ltd [65%] | Qinghai Huanghe Hydropower Development | 36.1875 | 100.5735 | L100000802050 | G100000802390 | https://www.gem.wiki/Qinghai_Province_Gonghe_Huanghe_Hydropower_solar_farm | Global Solar Power Tracker - February 2026 |  | 不适用 | 运行参数继承参考Generators_data.csv的风电/光伏设定
2008 | QH | 3 | 青海 | Hainan AP | Gonghe | 青海黄河上游水电开发海南共和光伏产业园200.0MW三期光伏 | Qinghai Province Gonghe Huanghe Hydropower solar farm | 3 | 光伏 | PV | 200 | operating | 2016 | China Life Insurance Co Ltd [13%]; unknown [13%]; ICBC Financial Assets Investment Co Ltd [9%]; State Power Investment Group Upper Yellow River Hydropower Development Co Ltd [65%] | Qinghai Huanghe Hydropower Development | 36.1875 | 100.5735 | L100000802050 | G100000802391 | https://www.gem.wiki/Qinghai_Province_Gonghe_Huanghe_Hydropower_solar_farm | Global Solar Power Tracker - February 2026 |  | 不适用 | 运行参数继承参考Generators_data.csv的风电/光伏设定
2009 | QH | 3 | 青海 | Hainan AP | Gonghe | 青海黄河上游水电开发海南共和中电投龙羊峡水光互补并网光伏发电项目320.0MW发电工程 | Qinghai Province Gonghe Longyangxia Huanghe Hydropower solar farm | 1 | 光伏 | PV | 320 | operating | 2013 | China Life Insurance Co Ltd [13%]; unknown [13%]; ICBC Financial Assets Investment Co Ltd [9%]; State Power Investment Group Upper Yellow River Hydropower Development Co Ltd [65%] | Qinghai Huanghe Hydropower Development | 36.1875 | 100.5735 | L100000802053 | G100000802394 | https://www.gem.wiki/Qinghai_Province_Gonghe_Longyangxia_Huanghe_Hydropower_solar_farm | Global Solar Power Tracker - February 2026 |  | 不适用 | 运行参数继承参考Generators_data.csv的风电/光伏设定
2010 | QH | 3 | 青海 | Hainan AP | Gonghe | 青海黄河上游水电开发海南共和龙羊峡水光互补并网光伏发电项目二期530.0MW发电工程 | Qinghai Province Gonghe Longyangxia Huanghe Hydropower solar farm | 2 | 光伏 | PV | 530 | operating | 2014 | China Life Insurance Co Ltd [13%]; unknown [13%]; ICBC Financial Assets Investment Co Ltd [9%]; State Power Investment Group Upper Yellow River Hydropower Development Co Ltd [65%] | Qinghai Huanghe Hydropower Development | 36.1875 | 100.5735 | L100000802053 | G100000802395 | https://www.gem.wiki/Qinghai_Province_Gonghe_Longyangxia_Huanghe_Hydropower_solar_farm | Global Solar Power Tracker - February 2026 |  | 不适用 | 运行参数继承参考Generators_data.csv的风电/光伏设定
2011 | QH | 3 | 青海 | Hainan AP | Gonghe | 青海水电集团海南共和50兆瓦光伏电站 | Qinghai Province Gonghe Qinghai Hydropower Grid-Connected solar farm | -- | 光伏 | PV | 50 | operating | 2018 | China Three Gorges Renewables [26%]; Qinghai Province State-owned Assets Investment Management Co Ltd [74%] | Qinghai Hydropower (group) | 36.2017 | 100.6040 | L100000802040 | G100000802379 | https://www.gem.wiki/Qinghai_Province_Gonghe_Qinghai_Hydropower_Grid-Connected_solar_farm | Global Solar Power Tracker - February 2026 |  | 不适用 | 运行参数继承参考Generators_data.csv的风电/光伏设定
2012 | QH | 3 | 青海 | Hainan AP | Gonghe | 世能光伏发电公司海南共和并网光伏30MWp发电工程 | Qinghai Province Gonghe Shineng Grid-Connected solar farm | -- | 光伏 | PV | 30 | operating | 2013 | Huaneng Gongrong No.2 (Tianjin) Equity Investment Fund Partnership (Limited Partnership) [40%]; Huaneng Gongrong No.1 (Tianjin)Equity Investment Fund Partnership (Limited Partnership) [60%] | Hainan Shineng Photovoltaic Power Generation | 36.1957 | 100.6021 | L100000802043 | G100000802382 | https://www.gem.wiki/Qinghai_Province_Gonghe_Shineng_Grid-Connected_solar_farm | Global Solar Power Tracker - February 2026 |  | 不适用 | 运行参数继承参考Generators_data.csv的风电/光伏设定
2013 | QH | 3 | 青海 | Hainan AP | Gonghe | 青海黄河中型水电开发有限责任公司共和50兆瓦并网光伏发电项目 | Qinghai Province Gonghe SPIC Huanghe Medium Hydropower solar farm | -- | 光伏 | PV | 50 | operating | 2015 | Qinghai Huanghe Hydropower Development Co Ltd [100%] | Qinghai Yellow River Medium Type Hydropower Development | 36.1875 | 100.5735 | L100000802052 | G100000802393 | https://www.gem.wiki/Qinghai_Province_Gonghe_SPIC_Huanghe_Medium_Hydropower_solar_farm | Global Solar Power Tracker - February 2026 |  | 不适用 | 运行参数继承参考Generators_data.csv的风电/光伏设定
2014 | QH | 3 | 青海 | Hainan AP | Gonghe | 三峡新能源青海铸玛共和30兆瓦并网光伏项目 | Qinghai Province Gonghe Three Gorges Zhuma Grid-Connected solar farm | -- | 光伏 | PV | 30 | operating | 2014 | Qinghai Zhuma Sapphire Crystal Co Ltd [0%]; China Three Gorges New Energy (Group) Co Ltd [99%] | Hainan Zhuma Solar New Energy | 36.1875 | 100.5735 | L100000802045 | G100000802384 | https://www.gem.wiki/Qinghai_Province_Gonghe_Three_Gorges_Zhuma_Grid-Connected_solar_farm | Global Solar Power Tracker - February 2026 |  | 不适用 | 运行参数继承参考Generators_data.csv的风电/光伏设定
2015 | QH | 3 | 青海 | Hainan AP | Gonghe | 共和县天华新能源电力有限公司50MW并网光伏发电项目 | Qinghai Province Gonghe Tianhua Grid-Connected solar farm | -- | 光伏 | PV | 50 | operating | 2013 | Shanghai Yangwang Investment Development Co Ltd [30%]; Shanghai Jianghai Property Co Ltd [6%]; Shanghai Yesheng Real Estate Purchasing Co Ltd [16%]; Shanghai Fengxian No.2 Construction Co Ltd [26%]; unknown [19%] | Gonghe Tianhua New Energy Power | 36.1764 | 100.5280 | L100000802044 | G100000802383 | https://www.gem.wiki/Qinghai_Province_Gonghe_Tianhua_Grid-Connected_solar_farm | Global Solar Power Tracker - February 2026 |  | 不适用 | 运行参数继承参考Generators_data.csv的风电/光伏设定
2016 | QH | 3 | 青海 | Hainan AP | Gonghe | 海南州鑫昇新能源科技海南共和并网光伏发电项目二期20.0MW发电工程 | Qinghai Province Gonghe Xinsheng Grid-Connected solar farm | 2 | 光伏 | PV | 20 | operating | 2014 | Changzhou Yixin New Energy Technology Co Ltd [10%]; Jiangxi Shunfeng Photoelectric Investment Co Ltd [90%] | Hainan Xinsheng New Energy Technology | 36.1875 | 100.5735 | L100000802046 | G100000802385 | https://www.gem.wiki/Qinghai_Province_Gonghe_Xinsheng_Grid-Connected_solar_farm | Global Solar Power Tracker - February 2026 |  | 不适用 | 运行参数继承参考Generators_data.csv的风电/光伏设定
2017 | QH | 3 | 青海 | Hainan AP | Gonghe | 海南州亚晖新能源电力海南共和并网光伏发电项目二期30.0MW发电工程 | Qinghai Province Gonghe Yahui Grid-Connected solar farm | 2 | 光伏 | PV | 30 | operating | 2013 | Wang Yaxian [5%]; Yin Guoqing [95%] | Hainan Yahui New Energy Power | 36.1860 | 100.5911 | L100000802047 | G100000802386 | https://www.gem.wiki/Qinghai_Province_Gonghe_Yahui_Grid-Connected_solar_farm | Global Solar Power Tracker - February 2026 |  | 不适用 | 运行参数继承参考Generators_data.csv的风电/光伏设定
2018 | QH | 3 | 青海 | Hainan AP | Gonghe | 中利腾晖共和新能源海南共和并网光伏发电项目20.0MW发电工程 | Qinghai Province Gonghe Zhongli Talesun solar farm | 1 | 光伏 | PV | 20 | operating | 2013 | Changzhou Dinghui New Energy Co Ltd [100%] | Zhongli Talesun Gonghe New Energy | 36.1875 | 100.5735 | L100000802056 | G100000802402 | https://www.gem.wiki/Qinghai_Province_Gonghe_Zhongli_Talesun_solar_farm | Global Solar Power Tracker - February 2026 |  | 不适用 | 运行参数继承参考Generators_data.csv的风电/光伏设定
2019 | QH | 3 | 青海 | Hainan AP | Gonghe | 中利腾晖共和新能源海南共和并网光伏发电项目100.0MW发电工程(二期） | Qinghai Province Gonghe Zhongli Talesun solar farm | 2 | 光伏 | PV | 100 | operating | 2013 | Changzhou Dinghui New Energy Co Ltd [100%] | Zhongli Talesun Gonghe New Energy | 36.1875 | 100.5735 | L100000802056 | G100000802401 | https://www.gem.wiki/Qinghai_Province_Gonghe_Zhongli_Talesun_solar_farm | Global Solar Power Tracker - February 2026 |  | 不适用 | 运行参数继承参考Generators_data.csv的风电/光伏设定
2020 | QH | 3 | 青海 | Hainan AP | Gonghe | 中利腾晖共和新能源海南共和并网光伏发电项目三期50.0MW发电工程 | Qinghai Province Gonghe Zhongli Talesun solar farm | 3 | 光伏 | PV | 50 | operating | 2014 | Changzhou Dinghui New Energy Co Ltd [100%] | Zhongli Talesun Gonghe New Energy | 36.1875 | 100.5735 | L100000802056 | G100000802400 | https://www.gem.wiki/Qinghai_Province_Gonghe_Zhongli_Talesun_solar_farm | Global Solar Power Tracker - February 2026 |  | 不适用 | 运行参数继承参考Generators_data.csv的风电/光伏设定
2021 | QH | 3 | 青海 | Hainan AP | Gonghe | 海南中利腾晖新能源有限公司共和50兆瓦四期并网光伏发电项目 | Qinghai Province Gonghe Zhongli Talesun solar farm | 4 | 光伏 | PV | 50 | operating | 2015 | Changzhou Dinghui New Energy Co Ltd [100%] | Zhongli Talesun Gonghe New Energy | 36.1875 | 100.5735 | L100000802056 | G100000802399 | https://www.gem.wiki/Qinghai_Province_Gonghe_Zhongli_Talesun_solar_farm | Global Solar Power Tracker - February 2026 |  | 不适用 | 运行参数继承参考Generators_data.csv的风电/光伏设定
2022 | QH | 3 | 青海 | Hainan AP | Gonghe | 海南中利腾晖新能源有限公司共和100兆五期瓦并网光伏发电项目 | Qinghai Province Gonghe Zhongli Talesun solar farm | 5 | 光伏 | PV | 100 | operating | 2016 | Changzhou Dinghui New Energy Co Ltd [100%] | Zhongli Talesun Gonghe New Energy | 36.1875 | 100.5735 | L100000802056 | G100000802398 | https://www.gem.wiki/Qinghai_Province_Gonghe_Zhongli_Talesun_solar_farm | Global Solar Power Tracker - February 2026 |  | 不适用 | 运行参数继承参考Generators_data.csv的风电/光伏设定
2023 | QH | 3 | 青海 | Haibei AP | Gangcha | 刚察无限能源电力海北刚察并网光伏发电项目一期20.0MW发电工程 | Qinghai Province Haibei Gangcha Wuxian Grid-Connected solar farm | 1 | 光伏 | PV | 20 | operating | 2014 | Qinghai Hongrun New Energy Investment Co Ltd [100%] | Gangcha Infinite Energy Power | 37.3271 | 100.1452 | L100000802029 | G100000802357 | https://www.gem.wiki/Qinghai_Province_Haibei_Gangcha_Wuxian_Grid-Connected_solar_farm | Global Solar Power Tracker - February 2026 |  | 不适用 | 运行参数继承参考Generators_data.csv的风电/光伏设定
2024 | QH | 3 | 青海 | Haibei AP | Gangcha | 刚察无限能源电力海北刚察并网光伏发电项目二期20.0MW发电工程 | Qinghai Province Haibei Gangcha Wuxian Grid-Connected solar farm | 2 | 光伏 | PV | 20 | operating | 2014 | Qinghai Hongrun New Energy Investment Co Ltd [100%] | Gangcha Infinite Energy Power | 37.3271 | 100.1452 | L100000802029 | G100000802358 | https://www.gem.wiki/Qinghai_Province_Haibei_Gangcha_Wuxian_Grid-Connected_solar_farm | Global Solar Power Tracker - February 2026 |  | 不适用 | 运行参数继承参考Generators_data.csv的风电/光伏设定
2025 | QH | 3 | 青海 | Haibei AP | Gangcha | 刚察县逸兆新能源海北刚察并网光伏发电项目二期20.0MW发电工程 | Qinghai Province Haibei Gangcha Yizhao Grid-Connected solar farm | 2 | 光伏 | PV | 20 | operating | 2014 | Qinghai Development Investment Co Ltd [100%] | Qinghai Development Investment | 37.3271 | 100.1452 | L100000802030 | G100000802359 | https://www.gem.wiki/Qinghai_Province_Haibei_Gangcha_Yizhao_Grid-Connected_solar_farm | Global Solar Power Tracker - February 2026 |  | 不适用 | 运行参数继承参考Generators_data.csv的风电/光伏设定
2026 | QH | 3 | 青海 | Hainan AP | Gonghe | 青海蓓翔新能源开发海南共和并网光伏发电项目二期20.0MW发电工程 | Qinghai Province Hainanzhou Gonghe Beixiang Grid-Connected solar farm | 2 | 光伏 | PV | 20 | operating | 2013 | Information Industry Electronics Eleventh Design and Research Institute Technology Engineering Co Ltd [100%] | Qinghai Beixiang Renewable Energy Development | 36.2782 | 100.6197 | L100000802032 | G100000802364 | https://www.gem.wiki/Qinghai_Province_Hainanzhou_Gonghe_Beixiang_Grid-Connected_solar_farm | Global Solar Power Tracker - February 2026 |  | 不适用 | 运行参数继承参考Generators_data.csv的风电/光伏设定
2027 | QH | 3 | 青海 | Hainan AP | Gonghe | 青海蓓翔新能源开发海南共和并网光伏发电项目三期20.0MW发电工程 | Qinghai Province Hainanzhou Gonghe Beixiang Grid-Connected solar farm | 3 | 光伏 | PV | 20 | operating | 2013 | Information Industry Electronics Eleventh Design and Research Institute Technology Engineering Co Ltd [100%] | Qinghai Beixiang Renewable Energy Development | 36.2782 | 100.6197 | L100000802032 | G100000802365 | https://www.gem.wiki/Qinghai_Province_Hainanzhou_Gonghe_Beixiang_Grid-Connected_solar_farm | Global Solar Power Tracker - February 2026 |  | 不适用 | 运行参数继承参考Generators_data.csv的风电/光伏设定
2028 | QH | 3 | 青海 | Hainan AP | Gonghe | 青海大唐国际共和光伏发电海南共和并网光伏电站发电项目一期20.0MW发电工程 | Qinghai Province Hainanzhou Gonghe Datang Grid-Connected solar farm | 1 | 光伏 | PV | 20 | operating | 2016 | Qinghai Datang International New Energy Co Ltd [100%] | Qinghai Datang International Gonghe Photovoltaic Power Generation | 36.2017 | 100.6040 | L100000802035 | G100000802368 | https://www.gem.wiki/Qinghai_Province_Hainanzhou_Gonghe_Datang_Grid-Connected_solar_farm | Global Solar Power Tracker - February 2026 |  | 不适用 | 运行参数继承参考Generators_data.csv的风电/光伏设定
2029 | QH | 3 | 青海 | Hainan AP | Gonghe | 青海大唐国际共和光伏发电海南共和并网光伏发电项目二期20.0MW发电工程 | Qinghai Province Hainanzhou Gonghe Datang Grid-Connected solar farm | 2 | 光伏 | PV | 20 | operating | 2013 | Qinghai Datang International New Energy Co Ltd [100%] | Qinghai Datang International Gonghe Photovoltaic Power Generation | 36.2017 | 100.6040 | L100000802035 | G100000802369 | https://www.gem.wiki/Qinghai_Province_Hainanzhou_Gonghe_Datang_Grid-Connected_solar_farm | Global Solar Power Tracker - February 2026 |  | 不适用 | 运行参数继承参考Generators_data.csv的风电/光伏设定
2030 | QH | 3 | 青海 | Hainan AP | Gonghe | 海南州光科光伏新能源海南共和并网光伏发电项目二期30.0MW发电工程 | Qinghai Province Hainanzhou Gonghe Guangke Grid-Connected solar farm | 2 | 光伏 | PV | 30 | operating | 2014 | Qinghai Xinpu Guangke Investment Center (Limited Partnership) [100%] | Hainan Guangke Photovoltaic New Energy | 36.2017 | 100.6040 | L100000802036 | G100000802370 | https://www.gem.wiki/Qinghai_Province_Hainanzhou_Gonghe_Guangke_Grid-Connected_solar_farm | Global Solar Power Tracker - February 2026 |  | 不适用 | 运行参数继承参考Generators_data.csv的风电/光伏设定
2031 | QH | 3 | 青海 | Hainan AP | Gonghe | 汉能海南共和并网光伏一期50MWp 发电工程 | Qinghai Province Hainanzhou Gonghe Hanergy Grid-Connected solar farm | 1 | 光伏 | PV | 50 | operating | 2013 | Beijing Zhilan Photovoltaic Power Generation Investment Co Ltd [100%] | Hanergy Hainazhou Photovoltaic Power Generation | 36.2017 | 100.6040 | L100000802037 | G100000802373 | https://www.gem.wiki/Qinghai_Province_Hainanzhou_Gonghe_Hanergy_Grid-Connected_solar_farm | Global Solar Power Tracker - February 2026 |  | 不适用 | 运行参数继承参考Generators_data.csv的风电/光伏设定
2032 | QH | 3 | 青海 | Hainan AP | Gonghe | 青海汉能薄膜太阳能发电海南共和并网光伏发电项目二期50.0MW发电工程 | Qinghai Province Hainanzhou Gonghe Hanergy Grid-Connected solar farm | 2 | 光伏 | PV | 50 | operating | 2015 | Qinghai Hanyuan Industrial Co Ltd [100%] | Qinghai Hanergy Thin Film Solar Energy Power Generation | 36.2017 | 100.6040 | L100000802037 | G100000802372 | https://www.gem.wiki/Qinghai_Province_Hainanzhou_Gonghe_Hanergy_Grid-Connected_solar_farm | Global Solar Power Tracker - February 2026 |  | 不适用 | 运行参数继承参考Generators_data.csv的风电/光伏设定
2033 | QH | 3 | 青海 | Hainan AP | Gonghe | 青海汉能薄膜太阳能发电海南共和并网光伏发电项目三期50.0MW发电工程 | Qinghai Province Hainanzhou Gonghe Hanergy Grid-Connected solar farm | 3 | 光伏 | PV | 50 | operating | 2015 | Qinghai Hanyuan Industrial Co Ltd [100%] | Qinghai Hanergy Thin Film Solar Energy Power Generation | 36.2017 | 100.6040 | L100000802037 | G100000802371 | https://www.gem.wiki/Qinghai_Province_Hainanzhou_Gonghe_Hanergy_Grid-Connected_solar_farm | Global Solar Power Tracker - February 2026 |  | 不适用 | 运行参数继承参考Generators_data.csv的风电/光伏设定
2034 | QH | 3 | 青海 | Hainan AP | Gonghe | 恒基伟业海南共和并网光伏二期20MWp 发电工程 | Qinghai Province Hainanzhou Gonghe Hengji Grid-Connected solar farm | 2 | 光伏 | PV | 20 | operating | 2013 | CGN Solar Energy Development Co Ltd [100%] | Hainan Hengji Weiye Photovoltaic Power | 36.2017 | 100.6040 | L100000802038 | G100000802375 | https://www.gem.wiki/Qinghai_Province_Hainanzhou_Gonghe_Hengji_Grid-Connected_solar_farm | Global Solar Power Tracker - February 2026 |  | 不适用 | 运行参数继承参考Generators_data.csv的风电/光伏设定
2035 | QH | 3 | 青海 | Hainan AP | Gonghe | 海南恒基伟业共和三期20兆瓦光伏并网发电项目 | Qinghai Province Hainanzhou Gonghe Hengji Grid-Connected solar farm | 3 | 光伏 | PV | 20 | operating | 2015 | CGN Solar Energy Development Co Ltd [100%] | Hainan Hengji Weiye Photovoltaic Power | 36.2017 | 100.6040 | L100000802038 | G100000802374 | https://www.gem.wiki/Qinghai_Province_Hainanzhou_Gonghe_Hengji_Grid-Connected_solar_farm | Global Solar Power Tracker - February 2026 |  | 不适用 | 运行参数继承参考Generators_data.csv的风电/光伏设定
2036 | QH | 3 | 青海 | Hainan AP | Gonghe | 华能共和光伏发电海南共和并网光伏发电项目一期20.0MW发电工程 | Qinghai Province Hainanzhou Gonghe Huaneng Grid-Connected solar farm | 1 | 光伏 | PV | 20 | operating | 2013 | Huaneng Renewables Corp Ltd [100%] | Huaneng Gonghe Photovoltaic Power | 36.2017 | 100.6040 | L100000802039 | G100000802376 | https://www.gem.wiki/Qinghai_Province_Hainanzhou_Gonghe_Huaneng_Grid-Connected_solar_farm | Global Solar Power Tracker - February 2026 |  | 不适用 | 运行参数继承参考Generators_data.csv的风电/光伏设定
2037 | QH | 3 | 青海 | Hainan AP | Gonghe | 华能共和光伏发电海南共和并网光伏发电项目二期50.0MW发电工程 | Qinghai Province Hainanzhou Gonghe Huaneng Grid-Connected solar farm | 2 | 光伏 | PV | 50 | operating | 2013 | Huaneng Renewables Corp Ltd [100%] | Huaneng Gonghe Photovoltaic Power | 36.2017 | 100.6040 | L100000802039 | G100000802377 | https://www.gem.wiki/Qinghai_Province_Hainanzhou_Gonghe_Huaneng_Grid-Connected_solar_farm | Global Solar Power Tracker - February 2026 |  | 不适用 | 运行参数继承参考Generators_data.csv的风电/光伏设定
2038 | QH | 3 | 青海 | Hainan AP | Gonghe | 华能共和光伏发电海南共和并网光伏发电项目三期50.0MW发电工程 | Qinghai Province Hainanzhou Gonghe Huaneng Grid-Connected solar farm | 3 | 光伏 | PV | 50 | operating | 2013 | Huaneng Renewables Corp Ltd [100%] | Huaneng Gonghe Photovoltaic Power | 36.2017 | 100.6040 | L100000802039 | G100000802378 | https://www.gem.wiki/Qinghai_Province_Hainanzhou_Gonghe_Huaneng_Grid-Connected_solar_farm | Global Solar Power Tracker - February 2026 |  | 不适用 | 运行参数继承参考Generators_data.csv的风电/光伏设定
2039 | QH | 3 | 青海 | Hainan AP | Gonghe | 中电建青海共和50MW塔式光热发电项目 | Qinghai Province Hainanzhou Gonghe Zhongdianjian Grid-Connected solar farm | -- | 光伏 | Solar Thermal | 50 | operating | 2019 | Sinohydro Renewable Energy Co Ltd; China Power Construction Juyuan New Energy Co Ltd | Gonghe Northwest Hydropower Solar Thermal Power Generation | 36.2017 | 100.6040 | L100000802033 | G100000802366 | https://www.gem.wiki/Qinghai_Province_Hainanzhou_Gonghe_Zhongdianjian_Grid-Connected_solar_farm | Global Solar Power Tracker - February 2026 |  | 不适用 | 运行参数继承参考Generators_data.csv的风电/光伏设定
2040 | QH | 3 | 青海 | Hainan AP | Gonghe | 海南州塔拉滩六标段100MW光伏电站项目 | Qinghai Province Hainanzhou Talatan Grid-Connected solar farm | -- | 光伏 | PV | 100 | operating |  | China General Nuclear Power Group Co Ltd [100%] |  | 36.2017 | 100.6040 | L100000802034 | G100000802367 | https://www.gem.wiki/Qinghai_Province_Hainanzhou_Talatan_Grid-Connected_solar_farm | Global Solar Power Tracker - February 2026 |  | 不适用 | 运行参数继承参考Generators_data.csv的风电/光伏设定
2041 | QH | 3 | 青海 | Huangnan AP | Henan | 黄河上游水电开发有限责任公司河南20兆瓦并网光伏发电项目 | Qinghai Province Henan Huanghe Hydropower Grid-Connected solar farm | -- | 光伏 | PV | 20 | operating | 2012 | China Life Insurance Co Ltd [13%]; unknown [13%]; ICBC Financial Assets Investment Co Ltd [9%]; State Power Investment Group Upper Yellow River Hydropower Development Co Ltd [65%] | Qinghai Huanghe Hydropower Development | 34.7403 | 101.6059 | L100000802100 | G100000802482 | https://www.gem.wiki/Qinghai_Province_Henan_Huanghe_Hydropower_Grid-Connected_solar_farm | Global Solar Power Tracker - February 2026 |  | 不适用 | 运行参数继承参考Generators_data.csv的风电/光伏设定
2042 | QH | 3 | 青海 | Haixi AP | Ulan | 中广核海西乌兰并网光伏30MWp 发电工程 | Qinghai Province Wulan CGN Grid-Connected solar farm | -- | 光伏 | PV | 30 | operating | 2013 | CGN New Energy Investment (Shenzhen) Co Ltd [100%] | CGN Solar Wulan | 36.9801 | 98.4345 | L100000802098 | G100000802479 | https://www.gem.wiki/Qinghai_Province_Wulan_CGN_Grid-Connected_solar_farm | Global Solar Power Tracker - February 2026 |  | 不适用 | 运行参数继承参考Generators_data.csv的风电/光伏设定
2043 | QH | 3 | 青海 | Haixi AP | Ulan | 青海柴达木能源投资开发股份公司乌兰20兆瓦并网光伏发电项目 | Qinghai Province Wulan Chaidamu Energy Grid-Connected solar farm | 1 | 光伏 | PV | 20 | operating | 2011 | Qinghai Rongxin Industrial Development Co Ltd [8%]; Xining Urban Investment Management Co Ltd [23%]; Qinghai Green Power Generation Group Co Ltd [69%] | Qinghai Chaidamu Energy Investment Development | 36.9801 | 98.4345 | L100000802097 | G100000802477 | https://www.gem.wiki/Qinghai_Province_Wulan_Chaidamu_Energy_Grid-Connected_solar_farm | Global Solar Power Tracker - February 2026 |  | 不适用 | 运行参数继承参考Generators_data.csv的风电/光伏设定
2044 | QH | 3 | 青海 | Haixi AP | Ulan | 青海柴达木能源投资开发海西乌兰并网光伏发电项目二期20.0MW发电工程 | Qinghai Province Wulan Chaidamu Energy Grid-Connected solar farm | 2 | 光伏 | PV | 20 | operating | 2013 | Xining Urban Investment Management Co Ltd [23%]; Qinghai Green Power Generation Group Co Ltd [69%]; Qinghai Rongxin Industrial Development Co Ltd [8%] | Qinghai Chaidamu Energy Investment Development | 36.9801 | 98.4345 | L100000802097 | G100000802478 | https://www.gem.wiki/Qinghai_Province_Wulan_Chaidamu_Energy_Grid-Connected_solar_farm | Global Solar Power Tracker - February 2026 |  | 不适用 | 运行参数继承参考Generators_data.csv的风电/光伏设定
2045 | QH | 3 | 青海 | Haixi AP | Ulan | 青海昱辉新能源开发有限公司乌兰一期 20 兆瓦并网光伏发电项目 | Qinghai Province Wulan Yuhui Grid-Connected solar farm | 1 | 光伏 | PV | 20 | operating | 2012 | Zhejiang Ruixu Investment Co Ltd [100%] | Qinghai Yuhui New Energy Development | 36.9193 | 98.3804 | L100000802099 | G100000802480 | https://www.gem.wiki/Qinghai_Province_Wulan_Yuhui_Grid-Connected_solar_farm | Global Solar Power Tracker - February 2026 |  | 不适用 | 运行参数继承参考Generators_data.csv的风电/光伏设定
2046 | QH | 3 | 青海 | Haixi AP | Ulan | 青海昱辉新能源海西乌兰并网光伏发电项目二期20.0MW发电工程 | Qinghai Province Wulan Yuhui Grid-Connected solar farm | 2 | 光伏 | PV | 20 | operating | 2012 | Zhejiang Ruixu Investment Co Ltd [100%] | Qinghai Yuhui New Energy Development | 36.9193 | 98.3804 | L100000802099 | G100000802481 | https://www.gem.wiki/Qinghai_Province_Wulan_Yuhui_Grid-Connected_solar_farm | Global Solar Power Tracker - February 2026 |  | 不适用 | 运行参数继承参考Generators_data.csv的风电/光伏设定
2047 | QH | 3 | 青海 | Hainan AP | Tongde | 同德120万千瓦清洁取暖电源配套项目一期5万千瓦光伏项目 | Qinghai Tongde Clean Heat solar farm | 1 | 光伏 | PV | 50 | operating | 2022 | National Energy Group Qinghai Electric Power Co Ltd [100%] | National Energy (Tongde) New Energy Development | 35.2665 | 100.5606 | L100000827117 | G100000830571 | https://www.gem.wiki/Qinghai_Tongde_Clean_Heat_solar_farm | Global Solar Power Tracker - February 2026 |  | 不适用 | 运行参数继承参考Generators_data.csv的风电/光伏设定
2048 | QH | 3 | 青海 | Hainan AP | Tongde | 国能同德县清洁取暖配套120万千瓦光伏项目二期 | Qinghai Tongde Clean Heat solar farm | 2 | 光伏 | PV | 100 | operating | 2024 | China Energy Investment Group Qinghai Power Co Ltd [100%] |  | 35.2665 | 100.5606 | L100000827117 | G100000832384 | https://www.gem.wiki/Qinghai_Tongde_Clean_Heat_solar_farm | Global Solar Power Tracker - February 2026 |  | 不适用 | 运行参数继承参考Generators_data.csv的风电/光伏设定
2049 | QH | 3 | 青海 |  |  | 青海拓日1.02388MWp屋顶光伏发电项目 | Qinghai Tuori solar project | -- | 光伏 | PV | 1 | operating | 2018 |  |  | 35.4071 | 95.9521 | L100001013828 | G100001015212 | https://www.gem.wiki/Qinghai_Tuori_solar_project | Global Solar Power Tracker - February 2026 |  | 不适用 | 运行参数继承参考Generators_data.csv的风电/光伏设定
2050 | QH | 3 | 青海 | Haixi AP | Ulan | 乌兰益多新能源海西乌兰并网光伏发电项目20.0MW发电工程 | Qinghai Ulan Yiduo solar farm | -- | 光伏 | PV | 20 | operating | 2015 | Qinghai Zhineng Xiangying New Energy Technology Co Ltd [100%] | Ulan Yiduo New Energy | 36.9257 | 98.4780 | L100000803295 | G100000803801 | https://www.gem.wiki/Qinghai_Ulan_Yiduo_solar_farm | Global Solar Power Tracker - February 2026 |  | 不适用 | 运行参数继承参考Generators_data.csv的风电/光伏设定
2051 | QH | 3 | 青海 | Haixi AP | Golmud City | 青海新能源乌图美仁1000MWp光伏项目 | Qinghai Wutumeiren solar farm | -- | 光伏 | PV | 100 | operating |  | Shaanxi Coal and Chemical Industry Co Ltd [100%] | Qinghai Shanmei New Energy Technology | 36.9072 | 93.1588 | L100000802316 | G100000802776 | https://www.gem.wiki/Qinghai_Wutumeiren_solar_farm | Global Solar Power Tracker - February 2026 |  | 不适用 | 运行参数继承参考Generators_data.csv的风电/光伏设定
2052 | QH | 3 | 青海 | Hainan AP | Xinghai | 大唐兴海大基地50万千瓦光伏建设项目 | Qinghai Xinghai (Datang) solar base | 1 | 光伏 | PV | 500 | operating | 2023 | Datang Qinghai Energy Development Co Ltd [100%] | Datang (Xinghai) Clean Energy | 35.5974 | 99.9630 | L100000810969 | G100000813417 | https://www.gem.wiki/Qinghai_Xinghai_(Datang)_solar_base | Global Solar Power Tracker - February 2026 |  | 不适用 | 运行参数继承参考Generators_data.csv的风电/光伏设定
2053 | QH | 3 | 青海 | Hainan | Xinghai | 大唐兴海县清洁供暖配套40万千瓦光伏项目 | Qinghai Xinghai Clean Heating solar farm | -- | 光伏 | PV | 400 | operating | 2024 | China Datang Corp Ltd | Datang Qinghai Energy Development | 35.9665 | 100.1943 | L100001018937 | G100001021265 | https://www.gem.wiki/Qinghai_Xinghai_Clean_Heating_solar_farm | Global Solar Power Tracker - February 2026 |  | 不适用 | 运行参数继承参考Generators_data.csv的风电/光伏设定
2054 | QH | 3 | 青海 | Hainan AP | Gonghe | 青海黄河上游水电开发有限责任公司共和县新增200兆瓦并网光伏发电项目 | Qinghai Yellow River Hydropower Gonghe solar farm | -- | 光伏 | PV | 200 | operating | 2016 | Qinghai Upper Yellow River Hydropower Development Co Ltd [100%] | Yellow River Hydropower Gonghe Solar Power Generation | 36.2830 | 100.6193 | L100000802967 | G100000803454 | https://www.gem.wiki/Qinghai_Yellow_River_Hydropower_Gonghe_solar_farm | Global Solar Power Tracker - February 2026 |  | 不适用 | 运行参数继承参考Generators_data.csv的风电/光伏设定
2055 | QH | 3 | 青海 | Haixi AP | Delingha City | 瑞启达德令哈一期10兆瓦光伏电站 | Ruiqida Delingha solar project | -- | 光伏 | PV | 10 | operating | 2011 |  |  | 37.3693 | 97.3607 | L100001013925 | G100001015309 | https://www.gem.wiki/Ruiqida_Delingha_solar_project | Global Solar Power Tracker - February 2026 |  | 不适用 | 运行参数继承参考Generators_data.csv的风电/光伏设定
2056 | QH | 3 | 青海 | Haixi AP | Golmud City | 三峡格尔木一期10兆瓦光伏电站 | Three Gorges Golmud solar project | -- | 光伏 | PV | 10 | operating | 2011 |  |  | 36.4166 | 94.8833 | L100001014729 | G100001016116 | https://www.gem.wiki/Three_Gorges_Golmud_solar_project | Global Solar Power Tracker - February 2026 |  | 不适用 | 运行参数继承参考Generators_data.csv的风电/光伏设定
2057 | QH | 3 | 青海 | Hainan AP | Gonghe | 三峡共和一期10兆瓦光伏电站 | Three Gorges Gonghe solar project | -- | 光伏 | PV | 10 | operating | 2015 |  |  | 36.2830 | 100.6200 | L100001014730 | G100001016117 | https://www.gem.wiki/Three_Gorges_Gonghe_solar_project | Global Solar Power Tracker - February 2026 |  | 不适用 | 运行参数继承参考Generators_data.csv的风电/光伏设定
2058 | QH | 3 | 青海 | Haibei AP | Gangcha | 天逸刚察一期10兆瓦光伏电站 | Tianyi Gangcha solar project | -- | 光伏 | PV | 10 | operating | 2013 |  |  | 37.3249 | 100.1481 | L100001014782 | G100001016169 | https://www.gem.wiki/Tianyi_Gangcha_solar_project | Global Solar Power Tracker - February 2026 |  | 不适用 | 运行参数继承参考Generators_data.csv的风电/光伏设定
2059 | QH | 3 | 青海 | Haibei AP | Gangcha | 鑫能刚察一期10兆瓦光伏电站 | Xinenggangcha solar project | -- | 光伏 | PV | 10 | operating | 2016 |  |  | 37.3249 | 100.1481 | L100001015238 | G100001016627 | https://www.gem.wiki/Xinenggangcha_solar_project | Global Solar Power Tracker - February 2026 |  | 不适用 | 运行参数继承参考Generators_data.csv的风电/光伏设定
2060 | QH | 3 | 青海 | Hainan AP | Xinghai | 兴海县2015年光伏扶贫项目 | Xinghai County poverty alleviation solar project | -- | 光伏 | PV | 15.3 | operating | 2017 |  |  | 35.5147 | 99.8669 | L100001015245 | G100001016634 | https://www.gem.wiki/Xinghai_County_poverty_alleviation_solar_project | Global Solar Power Tracker - February 2026 |  | 不适用 | 运行参数继承参考Generators_data.csv的风电/光伏设定
2061 | QH | 3 | 青海 | Haixi AP | Delingha City | 黄河中型德令哈一期10兆瓦光伏电站 | Yellow River Delingha solar project | -- | 光伏 | PV | 10 | operating | 2013 |  |  | 37.3693 | 97.3607 | L100001015523 | G100001016914 | https://www.gem.wiki/Yellow_River_Delingha_solar_project | Global Solar Power Tracker - February 2026 |  | 不适用 | 运行参数继承参考Generators_data.csv的风电/光伏设定
2062 | QH | 3 | 青海 | Hainan AP | Gonghe | 益鑫共和一期10兆瓦光伏电站 | Yixin Gonghe solar project | -- | 光伏 | PV | 10 | operating | 2013 |  |  | 36.2830 | 100.6200 | L100001015579 | G100001016970 | https://www.gem.wiki/Yixin_Gonghe_solar_project | Global Solar Power Tracker - February 2026 |  | 不适用 | 运行参数继承参考Generators_data.csv的风电/光伏设定
2063 | QH | 3 | 青海 | Haibei AP | Gangcha | 祯科刚察一期10兆瓦光伏电站 | Zhenke Gangcha solar project | -- | 光伏 | PV | 10 | operating | 2016 |  |  | 37.3249 | 100.1481 | L100001016136 | G100001017528 | https://www.gem.wiki/Zhenke_Gangcha_solar_project | Global Solar Power Tracker - February 2026 |  | 不适用 | 运行参数继承参考Generators_data.csv的风电/光伏设定
2064 | QH | 3 | 青海 | Hainan AP | Gonghe | 中南共和一期10兆瓦光伏电站 | Zhongnan Gonghe solar project | -- | 光伏 | PV | 10 | operating | 2013 |  |  | 36.2830 | 100.6200 | L100001016160 | G100001017552 | https://www.gem.wiki/Zhongnan_Gonghe_solar_project | Global Solar Power Tracker - February 2026 |  | 不适用 | 运行参数继承参考Generators_data.csv的风电/光伏设定
2065 | QH | 3 | 青海 | Haixi AP | Mangnai City | 青豫直流二期海西基地华电六标段60万千瓦“风光储”项目50万千瓦风电工程 | Qinghai - Henan High Voltage Transmission (Huadian) Wind/Solar/Storage Energy Complex wind farm | -- | 风电 | Onshore | 500 | operating | 2023 | Huadian New Energy Group Co Ltd [100%] | Huadian (Haixi) New Energy | 38.7359 | 93.3301 | L100000918620 | G100000922985 | https://www.gem.wiki/Qinghai_-_Henan_High_Voltage_Transmission_(Huadian)_Wind/Solar/Storage_Energy_Complex_wind_farm | Global Wind Power Tracker - February 2026 |  | 不适用 | 运行参数继承参考Generators_data.csv的风电/光伏设定
2066 | QH | 3 | 青海 | Hainan AP | Gonghe | 青豫直流二期四标段华能共和切吉30万千瓦风电建设项目 | Qinghai - Henan High Voltage Transmission (Huaneng) wind farm | -- | 风电 | Onshore | 300 | operating | 2023 | Huaneng International Power Development Corp [100%] | Huaneng Qinghai Power Generation | 36.581 | 99.662 | L100000918621 | G100000922986 | https://www.gem.wiki/Qinghai_-_Henan_High_Voltage_Transmission_(Huaneng)_wind_farm | Global Wind Power Tracker - February 2026 |  | 不适用 | 运行参数继承参考Generators_data.csv的风电/光伏设定
2067 | QH | 3 | 青海 | Haixi AP | Mangnai City | 鲁能青海茫崖 50 万千瓦风力发电项目 | Qinghai - Henan High Voltage Transmission Mangya (Luneng) wind farm | -- | 风电 | Onshore | 500 | operating |  | Luneng New Energy (Group) Co Ltd [100%] | Qinghai Mangya Luneng New Energy | 38.7359 | 93.3301 | L100000918623 | G100000922988 | https://www.gem.wiki/Qinghai_-_Henan_High_Voltage_Transmission_Mangya_(Luneng)_wind_farm | Global Wind Power Tracker - February 2026 |  | 不适用 | 运行参数继承参考Generators_data.csv的风电/光伏设定
2068 | QH | 3 | 青海 | Haixi AP | Tianjun | 天峻柴达木能源开发有限公司天峻50兆瓦风力发电项目 | Qinghai Chaidamu Tianjun (Tianjun Chaidamu Energy Development) wind farm | -- | 风电 | Onshore | 50 | operating | 2017 | Qinghai Chaidamu Energy Investment Development Co Ltd [100%] | Tianjun Chaidamu Energy Development | 37.2958 | 99.0352 | L100000904769 | G100000905860 | https://www.gem.wiki/Qinghai_Chaidamu_Tianjun_(Tianjun_Chaidamu_Energy_Development)_wind_farm | Global Wind Power Tracker - February 2026 |  | 不适用 | 运行参数继承参考Generators_data.csv的风电/光伏设定
2069 | QH | 3 | 青海 | Haixi AP | Da Qaidam Administrative Zone | 国能大柴旦100万千瓦风光储项目 | Qinghai Dachaidan (China Energy Investment) wind farm | -- | 风电 | Onshore | 300 | operating | 2025 | National Energy Group Qinghai Electric Power Co Ltd [100%] | China Energy Investment (Dachaidan) Photovoltaic Power Generation | 37.3178 | 95.555 | L100000918624 | G100000922989 | https://www.gem.wiki/Qinghai_Dachaidan_(China_Energy_Investment)_wind_farm | Global Wind Power Tracker - February 2026 |  | 不适用 | 运行参数继承参考Generators_data.csv的风电/光伏设定
2070 | QH | 3 | 青海 | Haixi AP | Golmud City | 青海大柴旦风电场 (明阳) | Qinghai Dachaidan (Mingyang) wind farm | -- | 风电 | Onshore | 100 | operating | 2019 |  | Dachaidan Mingyang New Energy | 37.0825 | 95.4597 | L100000903768 | G100000904679 | https://www.gem.wiki/Qinghai_Dachaidan_(Mingyang)_wind_farm | Global Wind Power Tracker - February 2026 |  | 不适用 | 运行参数继承参考Generators_data.csv的风电/光伏设定
2071 | QH | 3 | 青海 | Haixi AP | Da Qaidam Administrative Zone | 青海华益新能源有限公司大柴旦5万千瓦风电项目 | Qinghai Dachaidan (Qinghai Huayi New Energy) wind farm | -- | 风电 | Onshore | 50 | operating | 2019 | Qinghai Development Investment Co Ltd [100%] | Qinghai Huayi New Energy | 37.3174 | 95.5533 | L100000904756 | G100000905847 | https://www.gem.wiki/Qinghai_Dachaidan_(Qinghai_Huayi_New_Energy)_wind_farm | Global Wind Power Tracker - February 2026 |  | 不适用 | 运行参数继承参考Generators_data.csv的风电/光伏设定
2072 | QH | 3 | 青海 | Haixi AP | Da Qaidam Administrative Zone | 青海润风新能源有限公司大柴旦50兆瓦风电项目 | Qinghai Dachaidan (Qinghai Runfeng New Energy) wind farm | -- | 风电 | Onshore | 50 | operating | 2018 | CGN New Energy Investment (Shenzhen) Co Ltd [50%]; Qinghai Runfeng New Energy Co Ltd [50%] | Dachaidan Haorun New Energy | 37.3176 | 95.5538 | L100000904768 | G100000905859 | https://www.gem.wiki/Qinghai_Dachaidan_(Qinghai_Runfeng_New_Energy)_wind_farm | Global Wind Power Tracker - February 2026 |  | 不适用 | 运行参数继承参考Generators_data.csv的风电/光伏设定
2073 | QH | 3 | 青海 | Haixi AP | Delingha | 中车德令哈100万千瓦源网荷储项目 | Qinghai Delingha "Source/Grid/Load/Storage" (China Railcar) wind farm | -- | 风电 | Onshore | 300 | operating | 2025 | Beijing Jixing New Energy Co Ltd [100%] | Haixi Jixing New Energy | 38.1785 | 96.4247 | L100000918627 | G100000922992 | https://www.gem.wiki/Qinghai_Delingha_"Source/Grid/Load/Storage"_(China_Railcar)_wind_farm | Global Wind Power Tracker - February 2026 |  | 不适用 | 运行参数继承参考Generators_data.csv的风电/光伏设定
2074 | QH | 3 | 青海 | Haixi AP | Delingha | 青海德令哈尕海风电场一期 | Qinghai Delingha Gahai wind farm | 1 | 风电 | Onshore | 50 | operating | 2014 | China Energy Conservation Windpower Shareholding Co Ltd [100%] | Qinghai Dongfang Hualu New Energy Investment | 37.1161 | 97.3501 | L100000903763 | G100000904671 | https://www.gem.wiki/Qinghai_Delingha_Gahai_wind_farm | Global Wind Power Tracker - February 2026 |  | 不适用 | 运行参数继承参考Generators_data.csv的风电/光伏设定
2075 | QH | 3 | 青海 | Haixi AP | Delingha | 青海德令哈尕海二期风电场 | Qinghai Delingha Gahai wind farm | 2 | 风电 | Onshore | 50 | operating | 2017 | Qinghai Dongfang Hualu New Energy Investment Co Ltd [100%] |  | 37.1162 | 97.4396 | L100000903763 | G100000904672 | https://www.gem.wiki/Qinghai_Delingha_Gahai_wind_farm | Global Wind Power Tracker - February 2026 |  | 不适用 | 运行参数继承参考Generators_data.csv的风电/光伏设定
2076 | QH | 3 | 青海 | Haixi AP | Delingha | 青海德令哈尕海风电场三期 | Qinghai Delingha Gahai wind farm | 3 | 风电 | Onshore | 100 | operating | 2021 | China Energy Conservation Qinghai Dongfang Hualu New Energy Investment Co Ltd [100%] |  | 37.0825 | 95.4597 | L100000903763 | G100000904673 | https://www.gem.wiki/Qinghai_Delingha_Gahai_wind_farm | Global Wind Power Tracker - February 2026 |  | 不适用 | 运行参数继承参考Generators_data.csv的风电/光伏设定
2077 | QH | 3 | 青海 | Haixi AP | Dulan | 都兰绿扬都能源有限公司都兰5万千瓦风电项目 | Qinghai Dulan (Dulan Lüyangdu Energy) wind farm | -- | 风电 | Onshore | 50 | operating | 2020 | China Guangdong Nuclear Wind Energy Ltd [100%] | Dulan Lüyangdu Energy | 36.4167 | 95.8833 | L100000904757 | G100000905848 | https://www.gem.wiki/Qinghai_Dulan_(Dulan_Lüyangdu_Energy)_wind_farm | Global Wind Power Tracker - February 2026 |  | 不适用 | 运行参数继承参考Generators_data.csv的风电/光伏设定
2078 | QH | 3 | 青海 | Haixi AP | Dulan | 青海都兰风电场一期 (鲁能) | Qinghai Dulan (Luneng) wind farm | 1 | 风电 | Onshore | 50 | operating | 2016 |  | Qinghai Dulan Luneng New Energy | 36.4343 | 96.4563 | L100000903764 | G100000904674 | https://www.gem.wiki/Qinghai_Dulan_(Luneng)_wind_farm | Global Wind Power Tracker - February 2026 |  | 不适用 | 运行参数继承参考Generators_data.csv的风电/光伏设定
2079 | QH | 3 | 青海 | Haixi AP | Dulan | 青海都兰风电场二期 (鲁能) | Qinghai Dulan (Luneng) wind farm | 2 | 风电 | Onshore | 50 | operating | 2018 |  | Qinghai Dulan Luneng New Energy | 36.4343 | 96.4563 | L100000903764 | G100000904675 | https://www.gem.wiki/Qinghai_Dulan_(Luneng)_wind_farm | Global Wind Power Tracker - February 2026 |  | 不适用 | 运行参数继承参考Generators_data.csv的风电/光伏设定
2080 | QH | 3 | 青海 | Haixi AP | Dulan | 青海华电大通发电有限公司都兰50兆瓦风电项目 | Qinghai Dulan (Qinghai Huadian) wind farm | -- | 风电 | Onshore | 50 | operating | 2019 | Huadian Fuxin Energy Development Co Ltd. [100%] | Qinghai Huadian Nuomuhong Wind Power Generation | 37.0833 | 96.6667 | L100000904754 | G100000905845 | https://www.gem.wiki/Qinghai_Dulan_(Qinghai_Huadian)_wind_farm | Global Wind Power Tracker - February 2026 |  | 不适用 | 运行参数继承参考Generators_data.csv的风电/光伏设定
2081 | QH | 3 | 青海 | Haixi AP | Dulan | 国家电投都兰20兆瓦分散式风电项目 | Qinghai Dulan (State Power Investment) Distributed wind farm | -- | 风电 | Onshore | 20 | operating | 2021 | State Power Investment Group Xinjiang Energy and Chemical Co Ltd [100%] |  | 36.4352 | 96.4564 | L100000918629 | G100000922994 | https://www.gem.wiki/Qinghai_Dulan_(State_Power_Investment)_Distributed_wind_farm | Global Wind Power Tracker - February 2026 |  | 不适用 | 运行参数继承参考Generators_data.csv的风电/光伏设定
2082 | QH | 3 | 青海 | Haixi AP | Dulan | 国投青海风电有限公司都兰贝壳梁49.5MW风力发电项目 | Qinghai Dulan Beikeliang (State Development & Investment Corporation) wind farm | -- | 风电 | Onshore | 50 | operating | 2017 | Poor Areas Industry Development Fund Co Ltd [20%]; State Development & Investment Corporation New Energy Investment Co Ltd [79%] | State Development & Investment Corporation Qinghai Wind Power | 36.3731 | 96.2942 | L100000904761 | G100000905852 | https://www.gem.wiki/Qinghai_Dulan_Beikeliang_(State_Development_&_Investment_Corporation)_wind_farm | Global Wind Power Tracker - February 2026 |  | 不适用 | 运行参数继承参考Generators_data.csv的风电/光伏设定
2083 | QH | 3 | 青海 | Haixi AP | Dulan | 都兰西北水电新能源有限责任公司都兰金水口东50兆瓦风电项目 | Qinghai Dulan Jinshuikoudong wind farm | -- | 风电 | Onshore | 50 | operating | 2018 | China Power Construction Group Qinghai Electric Power Design Institute Co Ltd; China Hydropower Construction Group New Energy Development Co Ltd | Dulan Northwest Hydropower New Energy | 36.3242 | 96.3748 | L100000904760 | G100000905851 | https://www.gem.wiki/Qinghai_Dulan_Jinshuikoudong_wind_farm | Global Wind Power Tracker - February 2026 |  | 不适用 | 运行参数继承参考Generators_data.csv的风电/光伏设定
2084 | QH | 3 | 青海 | Haixi AP | Dulan | 都兰西北水电新能源有限责任公司都兰金水口西风电场49.5兆瓦项目 | Qinghai Dulan Jinshuikouxi wind farm | -- | 风电 | Onshore | 50 | operating | 2017 | China Power Construction Group Qinghai Electric Power Design Institute Co Ltd; China Hydropower Construction Group New Energy Development Co Ltd | Dulan Northwest Hydropower New Energy | 36.3246 | 96.3387 | L100000904759 | G100000905850 | https://www.gem.wiki/Qinghai_Dulan_Jinshuikouxi_wind_farm | Global Wind Power Tracker - February 2026 |  | 不适用 | 运行参数继承参考Generators_data.csv的风电/光伏设定
2085 | QH | 3 | 青海 | Haixi AP | Dulan | 大雪山青海都兰路北村风电场工程49.5兆瓦项目 | Qinghai Dulan Lubeicun wind farm | -- | 风电 | Onshore | 50 | operating | 2017 | Shaanxi Jidian Energy Co Ltd [100%] | Dulan Daxueshan Wind Power | 36.3501 | 96.3667 | L100000904758 | G100000905849 | https://www.gem.wiki/Qinghai_Dulan_Lubeicun_wind_farm | Global Wind Power Tracker - February 2026 |  | 不适用 | 运行参数继承参考Generators_data.csv的风电/光伏设定
2086 | QH | 3 | 青海 | Haixi AP | Dulan | 国投青海风电海西都兰路南村风电场工程49.5MW发电工程 | Qinghai Dulan Lunancun wind farm | -- | 风电 | Onshore | 50 | operating | 2012 | Poor Areas Industry Development Fund Co Ltd [20%]; State Power Investment Group Shanxi New Energy Co Ltd [79%] | State Development and Investment Corporation Qinghai Wind Power | 36.3615 | 96.3019 | L100000904746 | G100000905836 | https://www.gem.wiki/Qinghai_Dulan_Lunancun_wind_farm | Global Wind Power Tracker - February 2026 |  | 不适用 | 运行参数继承参考Generators_data.csv的风电/光伏设定
2087 | QH | 3 | 青海 | Haixi AP | Dulan | 国电电力诺木洪一期49.5MW风电场 | Qinghai Dulan Nuomuhong (Guodian Power) wind farm | 1 | 风电 | Onshore | 50 | operating | 2017 | Guodian Electric Power Development Co Ltd [100%] | Guodian Power Qinghai New Energy Development | 36.3654 | 96.5107 | L100000904753 | G100000905844 | https://www.gem.wiki/Qinghai_Dulan_Nuomuhong_(Guodian_Power)_wind_farm | Global Wind Power Tracker - February 2026 |  | 不适用 | 运行参数继承参考Generators_data.csv的风电/光伏设定
2088 | QH | 3 | 青海 | Haixi AP | Dulan | 青海海西诺木洪风电场 | Qinghai Dulan Nuomuhong (State Power Investment) wind farm | -- | 风电 | Onshore | 350 | operating | 2020 | State Power Investment Group Yellow River Upstream Hydropower Developmnent Co Ltd [100%] |  | 36.4343 | 96.4563 | L100000903765 | G100000904676 | https://www.gem.wiki/Qinghai_Dulan_Nuomuhong_(State_Power_Investment)_wind_farm | Global Wind Power Tracker - February 2026 |  | 不适用 | 运行参数继承参考Generators_data.csv的风电/光伏设定
2089 | QH | 3 | 青海 | Haixi AP | Dulan | 青海都兰诺木洪大格勒河东风电场一期 | Qinghai Dulan Nuomuhong Dagele Hedong wind farm | 1 | 风电 | Onshore | 50 | operating | 2017 | Shaanxi Jidian Energy Co Ltd [100%] | Qinghai Juhong New Energy | 36.4343 | 96.4563 | L100000903766 | G100000904677 | https://www.gem.wiki/Qinghai_Dulan_Nuomuhong_Dagele_Hedong_wind_farm | Global Wind Power Tracker - February 2026 |  | 不适用 | 运行参数继承参考Generators_data.csv的风电/光伏设定
2090 | QH | 3 | 青海 | Haixi AP | Dulan | 青海华电大通发电有限公司都兰诺木洪一期49.5兆瓦风力发电项目 | Qinghai Dulan Nuomuhong wind farm | 1 | 风电 | Onshore | 50 | operating | 2018 | Huadian Fuxin Energy Development Co Ltd. [100%] | Qinghai Huadian Nuomuhong Wind Power Generation | 36.3723 | 96.221 | L100000904752 | G100000905843 | https://www.gem.wiki/Qinghai_Dulan_Nuomuhong_wind_farm | Global Wind Power Tracker - February 2026 |  | 不适用 | 运行参数继承参考Generators_data.csv的风电/光伏设定
2091 | QH | 3 | 青海 | Haixi AP | Golmud City | 格尔木清脉新能源科技有限公司格尔木50兆瓦风力发电项目 | Qinghai Golmud (Golmud Qingmai New Energy Technology) wind farm | -- | 风电 | Onshore | 50 | operating | 2019 | Shenneng New Energy (Qinghai) Co Ltd [100%] | Golmud Qingmai New Energy Technology | 37.3722 | 94.1628 | L100000904770 | G100000905861 | https://www.gem.wiki/Qinghai_Golmud_(Golmud_Qingmai_New_Energy_Technology)_wind_farm | Global Wind Power Tracker - February 2026 |  | 不适用 | 运行参数继承参考Generators_data.csv的风电/光伏设定
2092 | QH | 3 | 青海 | Haixi AP | Golmud City | 格尔木正同风电有限公司格尔木30兆瓦分散式风力发电项目 | Qinghai Golmud (Zhengtong) Distributed wind farm | -- | 风电 | Onshore | 30 | operating | 2022 | Golmud Zhengtong Windpower Co Ltd [100%] |  | 36.448 | 95.142 | L100000918630 | G100000922995 | https://www.gem.wiki/Qinghai_Golmud_(Zhengtong)_Distributed_wind_farm | Global Wind Power Tracker - February 2026 |  | 不适用 | 运行参数继承参考Generators_data.csv的风电/光伏设定
2093 | QH | 3 | 青海 | Haixi AP | Golmud City | 北京瑞启达新能源科技发展有限公司格尔木大格勒一期49.5兆瓦风力发电项目 | Qinghai Golmud Dagele (Beijing Ruiqida New Energy) wind farm | 1 | 风电 | Onshore | 50 | operating | 2016 | Shanghai Liangji New Energy Investment Co Ltd [100%] | Beijing Ruiqida New Energy Technology Development | 36.4449 | 95.7534 | L100000904775 | G100000905866 | https://www.gem.wiki/Qinghai_Golmud_Dagele_(Beijing_Ruiqida_New_Energy)_wind_farm | Global Wind Power Tracker - February 2026 |  | 不适用 | 运行参数继承参考Generators_data.csv的风电/光伏设定
2094 | QH | 3 | 青海 | Haixi AP | Golmud City | 北京瑞启达新能源科技发展有限公司格尔木大格勒二期49.5兆瓦风电项目 | Qinghai Golmud Dagele (Beijing Ruiqida New Energy) wind farm | 2 | 风电 | Onshore | 50 | operating | 2016 | Shanghai Liangji New Energy Investment Co Ltd [100%] | Beijing Ruiqida New Energy Technology Development | 36.4449 | 95.7534 | L100000904775 | G100000905867 | https://www.gem.wiki/Qinghai_Golmud_Dagele_(Beijing_Ruiqida_New_Energy)_wind_farm | Global Wind Power Tracker - February 2026 |  | 不适用 | 运行参数继承参考Generators_data.csv的风电/光伏设定
2095 | QH | 3 | 青海 | Haixi AP | Golmud City | 青海黄河中型水电开发海西格尔木大格勒风电场一期49.5MW发电工程 | Qinghai Golmud Dagele wind farm | 1 | 风电 | Onshore | 50 | operating | 2014 | Qinghai Huanghe Hydropower Development Co Ltd [100%] | Qinghai Yellow River Medium Type Hydro Power Development | 36.3792 | 95.7746 | L100000904748 | G100000905838 | https://www.gem.wiki/Qinghai_Golmud_Dagele_wind_farm | Global Wind Power Tracker - February 2026 |  | 不适用 | 运行参数继承参考Generators_data.csv的风电/光伏设定
2096 | QH | 3 | 青海 | Haixi AP | Golmud City | 青海黄河中型水电开发有限责任公司格尔木大格勒北50兆瓦风电项目 | Qinghai Golmud Dagelebei wind farm | -- | 风电 | Onshore | 50 | operating | 2017 | Qinghai Yellow River Medium Hydropower Development Co Ltd [100%] | Qinghai Yellow River Medium Hydropower Development CO LTD Golmud New Energy Branch | 36.445 | 95.7533 | L100000904767 | G100000905858 | https://www.gem.wiki/Qinghai_Golmud_Dagelebei_wind_farm | Global Wind Power Tracker - February 2026 |  | 不适用 | 运行参数继承参考Generators_data.csv的风电/光伏设定
2097 | QH | 3 | 青海 | Haixi AP | Golmud City | 格尔木东恒新能源有限公司格尔木50兆瓦风力发电项目 | Qinghai Golmud Dongheng wind farm | -- | 风电 | Onshore | 50 | operating | 2019 | Shenneng New Energy (Qinghai) Co Ltd [100%] | Golmud Dongheng New Energy | 37.3732 | 94.1636 | L100000904774 | G100000905865 | https://www.gem.wiki/Qinghai_Golmud_Dongheng_wind_farm | Global Wind Power Tracker - February 2026 |  | 不适用 | 运行参数继承参考Generators_data.csv的风电/光伏设定
2098 | QH | 3 | 青海 | Haixi AP | Golmud City | 青海黄河中型水电开发有限责任公司格尔木市尕垭口风电场49.5兆瓦风力发电建设项目 | Qinghai Golmud Gayakou wind farm | -- | 风电 | Onshore | 50 | operating | 2016 | Qinghai Huanghe Hydropower Development Co Ltd [100%] | Qinghai Yellow River Medium Type Hydro Power Development | 36.3825 | 95.645 | L100000904777 | G100000905869 | https://www.gem.wiki/Qinghai_Golmud_Gayakou_wind_farm | Global Wind Power Tracker - February 2026 |  | 不适用 | 运行参数继承参考Generators_data.csv的风电/光伏设定
2099 | QH | 3 | 青海 | Haixi AP | Golmud City | 格尔木瑞鑫达新能源有限公司50MW风力发电项目 | Qinghai Golmud Ruixinda wind farm | -- | 风电 | Onshore | 50 | operating | 2019 | Shenneng New Energy (Qinghai) Co Ltd [100%] | Golmud Ruixinda New Energy | 37.3334 | 94.219 | L100000904773 | G100000905864 | https://www.gem.wiki/Qinghai_Golmud_Ruixinda_wind_farm | Global Wind Power Tracker - February 2026 |  | 不适用 | 运行参数继承参考Generators_data.csv的风电/光伏设定
2100 | QH | 3 | 青海 | Haixi AP | Golmud City | 青海格尔木五子河风电场 | Qinghai Golmud Wuzihe wind farm | -- | 风电 | Onshore | 50 | operating | 2017 |  | Golmud Mingyang New Energy Power | 37.0825 | 95.4597 | L100000903769 | G100000904680 | https://www.gem.wiki/Qinghai_Golmud_Wuzihe_wind_farm | Global Wind Power Tracker - February 2026 |  | 不适用 | 运行参数继承参考Generators_data.csv的风电/光伏设定
2101 | QH | 3 | 青海 | Haixi AP | Golmud City | 格尔木力腾新能源海西小灶火风电场一期49.5MW发电工程 | Qinghai Golmud Xiaozhaohuo wind farm | 1 | 风电 | Onshore | 50 | operating | 2013 | Qinghai Xuanli New Energy Co Ltd [10%]; China Shipbuilding Industry Corporation Xi'an Dongyi New Energy Co Ltd [90%] | Golmud Liteng New Energy | 36.8036 | 93.6637 | L100000904747 | G100000905837 | https://www.gem.wiki/Qinghai_Golmud_Xiaozhaohuo_wind_farm | Global Wind Power Tracker - February 2026 |  | 不适用 | 运行参数继承参考Generators_data.csv的风电/光伏设定
2102 | QH | 3 | 青海 | Hainan AP | Gonghe | 青海共和风电场一期 (华润) | Qinghai Gonghe (Huarun) wind farm | 1 | 风电 | Onshore | 100 | operating | 2020 | China Resources Power New Energy Investment Limited [100%] | China Resources Windpower (Gonghe) | 36.078 | 100.0898 | L100000903749 | G100000904656 | https://www.gem.wiki/Qinghai_Gonghe_(Huarun)_wind_farm | Global Wind Power Tracker - February 2026 |  | 不适用 | 运行参数继承参考Generators_data.csv的风电/光伏设定
2103 | QH | 3 | 青海 | Hainan AP | Gonghe | 青海共和200兆瓦风电场 (国家电投) | Qinghai Gonghe (State Power Investment) 200 MW wind farm | -- | 风电 | Onshore | 200 | operating | 2017 | Qinghai Yellow River Upstream Hydropower Development CO LTD Gonghe Windpower Branch [100%] |  | 36.3149 | 99.6815 | L100000903750 | G100000904658 | https://www.gem.wiki/Qinghai_Gonghe_(State_Power_Investment)_200_MW_wind_farm | Global Wind Power Tracker - February 2026 |  | 不适用 | 运行参数继承参考Generators_data.csv的风电/光伏设定
2104 | QH | 3 | 青海 | Hainan AP | Gonghe | 青海黄河上游水电开发海南共和茶卡风电场一期49.5MW发电工程 | Qinghai Gonghe Chaka wind farm | 1 | 风电 | Onshore | 50 | operating | 2013 | Qinghai Huanghe Hydropower Development Co Ltd [100%] | Gonghe Wind Power Generation Branch of Qinghai Upper Yellow River Hydropower Development | 36.5522 | 99.2958 | L100000904750 | G100000905840 | https://www.gem.wiki/Qinghai_Gonghe_Chaka_wind_farm | Global Wind Power Tracker - February 2026 |  | 不适用 | 运行参数继承参考Generators_data.csv的风电/光伏设定
2105 | QH | 3 | 青海 | Hainan AP | Gonghe | 青海共和华清切吉风电场 | Qinghai Gonghe Huaqing Qieji wind farm | -- | 风电 | Onshore | 50 | operating | 2021 | Jilin Power Shareholding Co Ltd [100%] |  | 36.3149 | 99.6815 | L100000903758 | G100000904666 | https://www.gem.wiki/Qinghai_Gonghe_Huaqing_Qieji_wind_farm | Global Wind Power Tracker - February 2026 |  | 不适用 | 运行参数继承参考Generators_data.csv的风电/光伏设定
2106 | QH | 3 | 青海 | Hainan AP | Gonghe | 青海共和切吉风电场 (国电) | Qinghai Gonghe Qieji (Guodian) wind farm | -- | 风电 | Onshore | 50 | operating | 2020 |  | Guodian Power Qinghai New Energy Development | 36.3149 | 99.6815 | L100000903756 | G100000904664 | https://www.gem.wiki/Qinghai_Gonghe_Qieji_(Guodian)_wind_farm | Global Wind Power Tracker - February 2026 |  | 不适用 | 运行参数继承参考Generators_data.csv的风电/光伏设定
2107 | QH | 3 | 青海 | Hainan AP | Gonghe | 青海共和切吉风电场 (国投) | Qinghai Gonghe Qieji (Guotou) wind farm | -- | 风电 | Onshore | 50 | operating | 2020 |  | State Development Investment Baiyin Windpower | 36.3149 | 99.6815 | L100000903757 | G100000904665 | https://www.gem.wiki/Qinghai_Gonghe_Qieji_(Guotou)_wind_farm | Global Wind Power Tracker - February 2026 |  | 不适用 | 运行参数继承参考Generators_data.csv的风电/光伏设定
2108 | QH | 3 | 青海 | Hainan AP | Gonghe | 青海共和切吉风电场 (三峡) | Qinghai Gonghe Qieji (Three Gorges) wind farm | -- | 风电 | Onshore | 100 | operating | 2020 | Three Gorges New Energy Gonghe Power Co. [100%] |  | 36.3149 | 99.6815 | L100000903759 | G100000904667 | https://www.gem.wiki/Qinghai_Gonghe_Qieji_(Three_Gorges)_wind_farm | Global Wind Power Tracker - February 2026 |  | 不适用 | 运行参数继承参考Generators_data.csv的风电/光伏设定
2109 | QH | 3 | 青海 | Haixi AP | Gonghe County | 黄河海南共和切吉敦曲风电场49.5兆瓦风力发电项目 | Qinghai Gonghe Qieji Dunqu wind farm | -- | 风电 | Onshore | 50 | operating | 2017 | Qinghai Upper Yellow River Hydropower Development Co Ltd [100%] | Qinghai Upper Yellow River Hydropower Development CO LTD Gonghe Wind Power Generation Branch | 36.5559 | 99.3849 | L100000904765 | G100000905856 | https://www.gem.wiki/Qinghai_Gonghe_Qieji_Dunqu_wind_farm | Global Wind Power Tracker - February 2026 |  | 不适用 | 运行参数继承参考Generators_data.csv的风电/光伏设定
2110 | QH | 3 | 青海 | Hainan AP | Gonghe | 青海黄河上游水电开发有限责任公司海南州切吉石乃海49.5兆瓦风电项目 | Qinghai Gonghe Qieji Shinahai wind farm | -- | 风电 | Onshore | 50 | operating | 2015 | Qinghai Huanghe Hydropower Development Co Ltd [100%] | Gonghe Wind Power Generation Branch of Qinghai Huanghe Hydropower Development | 36.3168 | 99.6793 | L100000904776 | G100000905868 | https://www.gem.wiki/Qinghai_Gonghe_Qieji_Shinahai_wind_farm | Global Wind Power Tracker - February 2026 |  | 不适用 | 运行参数继承参考Generators_data.csv的风电/光伏设定
2111 | QH | 3 | 青海 | Hainan AP | Gonghe | 中电投海南共和切吉一中队49.5兆瓦风电场项目 | Qinghai Gonghe Qieji Yizhongdui wind farm | -- | 风电 | Onshore | 50 | operating | 2017 | Qinghai Upper Yellow River Hydropower Development Co Ltd [100%] | Qinghai Upper Yellow River Hydropower Development CO LTD Wulan Wind Power Generation Branch | 36.5466 | 99.4867 | L100000904766 | G100000905857 | https://www.gem.wiki/Qinghai_Gonghe_Qieji_Yizhongdui_wind_farm | Global Wind Power Tracker - February 2026 |  | 不适用 | 运行参数继承参考Generators_data.csv的风电/光伏设定
2112 | QH | 3 | 青海 | Haixi AP | Gonghe County | 青海共和沙 珠玉风电场一期 | Qinghai Gonghe Shazhubao wind farm | 1 | 风电 | Onshore | 50 | operating | 2011 |  | Gonghe County Chaidamu Energy Development | 37.0825 | 95.4597 | L100000903762 | G100000904670 | https://www.gem.wiki/Qinghai_Gonghe_Shazhubao_wind_farm | Global Wind Power Tracker - February 2026 |  | 不适用 | 运行参数继承参考Generators_data.csv的风电/光伏设定
2113 | QH | 3 | 青海 | Haidong | Ledu District | 海东市市乐都区40兆瓦分散式风电项目 | Qinghai Haidong Ledu District Distributed wind farm | -- | 风电 | Onshore | 40 | operating | 2021 |  | Haidong Ledu Rongzhi New Energy Development | 36.3712 | 102.2611 | L100000918634 | G100000922999 | https://www.gem.wiki/Qinghai_Haidong_Ledu_District_Distributed_wind_farm | Global Wind Power Tracker - February 2026 |  | 不适用 | 运行参数继承参考Generators_data.csv的风电/光伏设定
2114 | QH | 3 | 青海 | Hainan AP | Gonghe | 海南州优选50MW查乐风电场 | Qinghai Hainan Chale wind farm | -- | 风电 | Onshore | 50 | operating | 2020 |  |  | 36.3168 | 99.6788 | L100000918635 | G100000923000 | https://www.gem.wiki/Qinghai_Hainan_Chale_wind_farm | Global Wind Power Tracker - February 2026 |  | 不适用 | 运行参数继承参考Generators_data.csv的风电/光伏设定
2115 | QH | 3 | 青海 | Haixi AP | Gonghe County | 青海燊鸿新能源开发有限公司海南共和49.5兆瓦风电场项目 | Qinghai Hainan Gonghe (Qinghai Shenhong New Energy) wind farm | -- | 风电 | Onshore | 50 | operating | 2018 | China Three Gorges New Energy (Group) Co Ltd [100%] | Qinghai Shenhong New Energy Development | 36.529 | 99.2011 | L100000904772 | G100000905863 | https://www.gem.wiki/Qinghai_Hainan_Gonghe_(Qinghai_Shenhong_New_Energy)_wind_farm | Global Wind Power Tracker - February 2026 |  | 不适用 | 运行参数继承参考Generators_data.csv的风电/光伏设定
2116 | QH | 3 | 青海 | Hainan AP | Gonghe | 青海海南莫合风电场: 共和45万千瓦项目 | Qinghai Hainan Mohe Gonghe wind farm | -- | 风电 | Onshore | 450 | operating | 2019 | Qinghai Yellow River Upstream Hydropower Development CO LTD Gonghe Windpower Branch [100%] |  | 36.4584 | 99.7185 | L100000903761 | G100000904669 | https://www.gem.wiki/Qinghai_Hainan_Mohe_Gonghe_wind_farm | Global Wind Power Tracker - February 2026 |  | 不适用 | 运行参数继承参考Generators_data.csv的风电/光伏设定
2117 | QH | 3 | 青海 | Hainan AP | Gonghe | 青海海南莫合风电场: 多能互补集成优化示范工程 | Qinghai Hainan Mohe Multi-Source Energy Integration wind farm | -- | 风电 | Onshore | 400 | operating | 2018 | Qinghai Yellow River Upstream Hydropower Development CO LTD Gonghe Windpower Branch [100%] |  | 36.3149 | 99.6815 | L100000903760 | G100000904668 | https://www.gem.wiki/Qinghai_Hainan_Mohe_Multi-Source_Energy_Integration_wind_farm | Global Wind Power Tracker - February 2026 |  | 不适用 | 运行参数继承参考Generators_data.csv的风电/光伏设定
2118 | QH | 3 | 青海 | Hainan AP | Gonghe | 青海海南州特高压外送基地切吉乡五标段风电场 (京能) | Qinghai Hainan Prefecture (Beijing Energy) High Voltage Power Export Project Qieji Section 5 wind farm | -- | 风电 | Onshore | 50 | operating | 2020 | Jingneng Clean Energy Beijing Branch [100%] |  | 36.3149 | 99.6815 | L100000903755 | G100000904663 | https://www.gem.wiki/Qinghai_Hainan_Prefecture_(Beijing_Energy)_High_Voltage_Power_Export_Project_Qieji_Section_5_wind_farm | Global Wind Power Tracker - February 2026 |  | 不适用 | 运行参数继承参考Generators_data.csv的风电/光伏设定
2119 | QH | 3 | 青海 | Hainan AP | Gonghe | 青海海南州特高压外送基地切吉乡三标段风电场 (大唐) | Qinghai Hainan Prefecture (Datang) High Voltage Power Export Project Qieji Secion 3 wind farm | -- | 风电 | Onshore | 101 | operating | 2020 |  | Datang Gonghe Windpower | 36.3149 | 99.6815 | L100000903753 | G100000904661 | https://www.gem.wiki/Qinghai_Hainan_Prefecture_(Datang)_High_Voltage_Power_Export_Project_Qieji_Secion_3_wind_farm | Global Wind Power Tracker - February 2026 |  | 不适用 | 运行参数继承参考Generators_data.csv的风电/光伏设定
2120 | QH | 3 | 青海 | Hainan AP | Gonghe | 青海海南州特高压外送基地切吉乡四标段风电场 (华电) | Qinghai Hainan Prefecture (Huadian) High Voltage Power Export Project Qieji Section 4 wind farm | -- | 风电 | Onshore | 51 | operating | 2021 |  | Huadian Hainan Prefecture New Energy | 36.4053 | 100.0368 | L100000903754 | G100000904662 | https://www.gem.wiki/Qinghai_Hainan_Prefecture_(Huadian)_High_Voltage_Power_Export_Project_Qieji_Section_4_wind_farm | Global Wind Power Tracker - February 2026 |  | 不适用 | 运行参数继承参考Generators_data.csv的风电/光伏设定
2121 | QH | 3 | 青海 | Hainan AP | Gonghe | 青海海南州特高压外送基地切吉乡二标段风电场 (国家电投) | Qinghai Hainan Prefecture (State Power Investment) High Voltage Windpower Export Project Qieji Section 2 | -- | 风电 | Onshore | 300 | operating | 2020 | Qinghai Yellow River Upstream Hydropower Development CO LTD Gonghe Windpower Branch [100%] |  | 36.3149 | 99.6815 | L100000903752 | G100000904660 | https://www.gem.wiki/Qinghai_Hainan_Prefecture_(State_Power_Investment)_High_Voltage_Windpower_Export_Project_Qieji_Section_2 | Global Wind Power Tracker - February 2026 |  | 不适用 | 运行参数继承参考Generators_data.csv的风电/光伏设定
2122 | QH | 3 | 青海 | Hainan AP | Gonghe | 青海海南州特高压外送基地一标段风电场 (国家电投) | Qinghai Hainan Prefecture (State Power Investment) High Voltage Windpower Export Project Section 1 | -- | 风电 | Onshore | 1000 | operating | 2020 | Qinghai Yellow River Upstream Hydropower Development CO LTD Gonghe Windpower Branch [100%] |  | 36.3149 | 99.6815 | L100000903751 | G100000904659 | https://www.gem.wiki/Qinghai_Hainan_Prefecture_(State_Power_Investment)_High_Voltage_Windpower_Export_Project_Section_1 | Global Wind Power Tracker - February 2026 |  | 不适用 | 运行参数继承参考Generators_data.csv的风电/光伏设定
2123 | QH | 3 | 青海 | Haixi AP | Dulan | 青海省海南州特高压外送基地电源配置项目海西州诺木洪七标段50MW风电场项目 | Qinghai Hainan Prefecture High Voltage Windpower Export Project Section 7 (Three Gorges New Energy) wind farm | -- | 风电 | Onshore | 50 | operating | 2020 | China Three Gorges Renewables (Group) Co Ltd [100%] | Three Gorges New Energy Dulan | 36.3095 | 95.9564 | L100000904755 | G100000905846 | https://www.gem.wiki/Qinghai_Hainan_Prefecture_High_Voltage_Windpower_Export_Project_Section_7_(Three_Gorges_New_Energy)_wind_farm | Global Wind Power Tracker - February 2026 |  | 不适用 | 运行参数继承参考Generators_data.csv的风电/光伏设定
2124 | QH | 3 | 青海 | Haixi AP | Wulan | 青海黄河上游水电开发有限责任公司中电投黄河海西乌兰茶卡盐湖风电场49.5兆瓦项目 | Qinghai Haixi Chakayanhu wind farm | -- | 风电 | Onshore | 50 | operating | 2017 | Qinghai Upper Yellow River Hydropower Development Co Ltd [100%] | Qinghai Upper Yellow River Hydropower Development CO LTD Wulan Wind Power Generation Branch | 36.8302 | 98.8142 | L100000904764 | G100000905855 | https://www.gem.wiki/Qinghai_Haixi_Chakayanhu_wind_farm | Global Wind Power Tracker - February 2026 |  | 不适用 | 运行参数继承参考Generators_data.csv的风电/光伏设定
2125 | QH | 3 | 青海 | Haixi AP | Mangnai City | 青海海西冷湖风电场 (中广核) | Qinghai Haixi Lenghu (China Guangdong Nuclear) wind farm | 1 | 风电 | Onshore | 30 | operating | 2016 | China Guangdong Nuclear Wind Energy Ltd [100%] | China Guangdong Nuclear Qinghai Lenghu Wind Power Generation | 38.8973 | 93.4046 | L100000903775 | G100000905870 | https://www.gem.wiki/Qinghai_Haixi_Lenghu_(China_Guangdong_Nuclear)_wind_farm | Global Wind Power Tracker - February 2026 |  | 不适用 | 运行参数继承参考Generators_data.csv的风电/光伏设定
2126 | QH | 3 | 青海 | Haixi AP | Mangnai City | 青海海西冷湖风电场二期 (中广核) | Qinghai Haixi Lenghu (China Guangdong Nuclear) wind farm | 2 | 风电 | Onshore | 50 | operating | 2017 | China Guangdong Nuclear Wind Energy Ltd [100%] | China Guangdong Nuclear Qinghai Lenghu Wind Power Generation | 38.8978 | 93.4725 | L100000903775 | G100000905871 | https://www.gem.wiki/Qinghai_Haixi_Lenghu_(China_Guangdong_Nuclear)_wind_farm | Global Wind Power Tracker - February 2026 |  | 不适用 | 运行参数继承参考Generators_data.csv的风电/光伏设定
2127 | QH | 3 | 青海 | Haixi AP | Mangnai City | 青海海西冷湖风电场三期 (中广核) | Qinghai Haixi Lenghu (China Guangdong Nuclear) wind farm | 3 | 风电 | Onshore | 50 | operating | 2020 |  | China Guangdong Nuclear Qinghai Lenghu Windpower | 38.915 | 93.4287 | L100000903775 | G100000904691 | https://www.gem.wiki/Qinghai_Haixi_Lenghu_(China_Guangdong_Nuclear)_wind_farm | Global Wind Power Tracker - February 2026 |  | 不适用 | 运行参数继承参考Generators_data.csv的风电/光伏设定
2128 | QH | 3 | 青海 | Haixi AP | Mangnai City | 青海水利水电集团茫崖风电有限公司茫崖20兆瓦风力发电项目 | Qinghai Haixi Mangya (Qinghai Hydropower) wind farm | 1 | 风电 | Onshore | 20 | operating | 2015 | Qinghai Hydropower (group) Co Ltd; Qinghai Huangdian Siwei New Energy Management Co Ltd | Qinghai Hydropower (group) Mangya Wind Power | 38.2642 | 90.265 | L100000904779 | G100000905873 | https://www.gem.wiki/Qinghai_Haixi_Mangya_(Qinghai_Hydropower)_wind_farm | Global Wind Power Tracker - February 2026 |  | 不适用 | 运行参数继承参考Generators_data.csv的风电/光伏设定
2129 | QH | 3 | 青海 | Haixi AP | Mangnai City | 青海水利水电集团茫崖风电有限公司茫崖二期50兆瓦风电项目 | Qinghai Haixi Mangya (Qinghai Hydropower) wind farm | 2 | 风电 | Onshore | 50 | operating | 2016 | Qinghai Hydropower (group) Co Ltd; Qinghai Huangdian Siwei New Energy Management Co Ltd | Qinghai Hydropower (group) Mangya Wind Power | 38.3501 | 90.1544 | L100000904779 | G100000905874 | https://www.gem.wiki/Qinghai_Haixi_Mangya_(Qinghai_Hydropower)_wind_farm | Global Wind Power Tracker - February 2026 |  | 不适用 | 运行参数继承参考Generators_data.csv的风电/光伏设定
2130 | QH | 3 | 青海 | Haixi AP | Mangya City | 三峡青海海西州50万千瓦风电项目，青海省2023风电项目三标段海西州50万千瓦风电项目 | Qinghai Haixi Mangya wind farm | 3 | 风电 | Onshore | 500 | operating | 2025 | Three Gorges New Energy Power Generation (Mangya) Co Ltd |  | 38.773 | 91.895 | L100001049896 | G100001070724 | https://www.gem.wiki/Qinghai_Haixi_Mangya_wind_farm | Global Wind Power Tracker - February 2026 |  | 不适用 | 运行参数继承参考Generators_data.csv的风电/光伏设定
2131 | QH | 3 | 青海 | Haixi AP | Mangya City | 海西蒙古族藏族自治州茫崖市的200万千瓦风电项目四标段 | Qinghai Haixi Mangya wind farm | 4 | 风电 | Onshore | 500 | operating | 2025 | China Longyuan Power Group Corp Ltd |  | 38.773 | 91.895 | L100001049896 | G100001070725 | https://www.gem.wiki/Qinghai_Haixi_Mangya_wind_farm | Global Wind Power Tracker - February 2026 |  | 不适用 | 运行参数继承参考Generators_data.csv的风电/光伏设定
2132 | QH | 3 | 青海 | Haixi AP | Golmud City | 青海海西州多能互补集成优化示范工程风电场 | Qinghai Haixi Prefecture Multi-Source Energy Integration Demonstration Project wind farm | -- | 风电 | Onshore | 400 | operating | 2018 |  | Qinghai Golmud Luneng New Energy | 37.0825 | 95.4597 | L100000903767 | G100000904678 | https://www.gem.wiki/Qinghai_Haixi_Prefecture_Multi-Source_Energy_Integration_Demonstration_Project_wind_farm | Global Wind Power Tracker - February 2026 |  | 不适用 | 运行参数继承参考Generators_data.csv的风电/光伏设定
2133 | QH | 3 | 青海 | Haibei AP | Haiyan | 国家电投青海海晏20MW分散式风电场 | Qinghai Haiyan (State Power Investment) Distributed wind farm | -- | 风电 | Onshore | 20 | operating | 2021 | State Power Investment Group Xinjiang Energy and Chemical Co Ltd [100%] |  | 36.8832 | 101.0039 | L100000918637 | G100000923002 | https://www.gem.wiki/Qinghai_Haiyan_(State_Power_Investment)_Distributed_wind_farm | Global Wind Power Tracker - February 2026 |  | 不适用 | 运行参数继承参考Generators_data.csv的风电/光伏设定
2134 | QH | 3 | 青海 | Xining | Huangyuan | 湟源华汉新能源有限责任公司49MW分散式风力发电项目 | Qinghai Huangyuan distributed (Huahan) wind farm | -- | 风电 | Onshore | 49 | operating | 2025 | China ENERGY Engineering Group Zhejiang Thermal POWER Construction Co Ltd [100%] | Huangyuan Huahan New Energy | 36.6887 | 101.2547 | L100000918640 | G100000923005 | https://www.gem.wiki/Qinghai_Huangyuan_distributed_(Huahan)_wind_farm | Global Wind Power Tracker - February 2026 |  | 不适用 | 运行参数继承参考Generators_data.csv的风电/光伏设定
2135 | QH | 3 | 青海 | Xining | Huangyuan | 湟源华瀚海新能源有限责任公司49兆瓦分散式风力发电项目 | Qinghai Huangyuan distributed (Huahanhai) wind farm | -- | 风电 | Onshore | 49 | operating | 2025 | China ENERGY Engineering Group Zhejiang Thermal POWER Construction Co Ltd [100%] | Huangyuan Huahanhai New Energy | 36.6887 | 101.2547 | L100000918641 | G100000923006 | https://www.gem.wiki/Qinghai_Huangyuan_distributed_(Huahanhai)_wind_farm | Global Wind Power Tracker - February 2026 |  | 不适用 | 运行参数继承参考Generators_data.csv的风电/光伏设定
2136 | QH | 3 | 青海 | Xining | Huangyuan | 青海柴达木能源投资开发西宁湟源日月山49.5兆瓦风电场一期15.0MW发电工程 | Qinghai Huangyuan Riyueshan wind farm | 1 | 风电 | Onshore | 15 | operating | 2017 | Xining Urban Investment Management Co Ltd [22%]; Qinghai Rongxin Industrial Development Co Ltd [7%]; Qinghai Green Power Generation Group Co Ltd [69%] | Qinghai Chaidamu Energy Investment Development | 36.4685 | 101.1229 | L100000904749 | G100000905839 | https://www.gem.wiki/Qinghai_Huangyuan_Riyueshan_wind_farm | Global Wind Power Tracker - February 2026 |  | 不适用 | 运行参数继承参考Generators_data.csv的风电/光伏设定
2137 | QH | 3 | 青海 | Haidong | Ledu District | 乐都区4.4万千瓦分散式风电建设项目 | Qinghai Ledu distributed wind farm | -- | 风电 | Onshore | 44 | operating | 2024 | Qinghai Lingshi Building Materials Sales Co Ltd [100%] | Qinghai Zengrun New Energy | 36.4739 | 102.3868 | L100000918642 | G100000923007 | https://www.gem.wiki/Qinghai_Ledu_distributed_wind_farm | Global Wind Power Tracker - February 2026 |  | 不适用 | 运行参数继承参考Generators_data.csv的风电/光伏设定
2138 | QH | 3 | 青海 | Haixi Mongolian and Tibetan AP |  | 国家能源集团龙源电力青海公司海西州500兆瓦风电项目 | Qinghai Longyuan Haixi wind farm | -- | 风电 | Onshore | 500 | operating | 2025 |  |  | 37.377 | 97.369 | L100001004537 | G100001005319 | https://www.gem.wiki/Qinghai_Longyuan_Haixi_wind_farm | Global Wind Power Tracker - February 2026 |  | 不适用 | 运行参数继承参考Generators_data.csv的风电/光伏设定
2139 | QH | 3 | 青海 | Haixi AP | Mangnai City | 青海大唐国际茫崖一期50兆瓦风电项目 | Qinghai Mangya (Datang International) wind farm | 1 | 风电 | Onshore | 50 | operating | 2018 | Datang International Power Generation Co Ltd [100%] | Datang International Mangya New Energy | 38.3189 | 90.1966 | L100000904778 | G100000905872 | https://www.gem.wiki/Qinghai_Mangya_(Datang_International)_wind_farm | Global Wind Power Tracker - February 2026 |  | 不适用 | 运行参数继承参考Generators_data.csv的风电/光伏设定
2140 | QH | 3 | 青海 | Haixi AP | Mangnai City | 青海茫崖冷湖500MW风电场 (中广核) | Qinghai Mangya Lenghu (China Guangdog Nuclear) 500 MW wind farm | -- | 风电 | Onshore | 500 | operating | 2024 | CGN Wind Energy Ltd [100%] | China Guangdong Nuclear Qinghai Lenghu Windpower | 38.8674 | 92.4631 | L100000903777 | G100000904693 | https://www.gem.wiki/Qinghai_Mangya_Lenghu_(China_Guangdog_Nuclear)_500_MW_wind_farm | Global Wind Power Tracker - February 2026 |  | 不适用 | 运行参数继承参考Generators_data.csv的风电/光伏设定
2141 | QH | 3 | 青海 | Haixi AP | Mangnai City | 青海茫崖冷湖风电场 (青海丰博) | Qinghai Mangya Lenghu (Qinghai Fengbo) wind farm | -- | 风电 | Onshore | 51 | operating | 2021 | Qinghai Chuang'an Co Ltd [1%]; Qinghai Water Conservancy and Hydropower Group Mangya Wind Power Co Ltd [99%] | Qinghai Fengbo Energy Development | 38.7357 | 93.3306 | L100000903776 | G100000904692 | https://www.gem.wiki/Qinghai_Mangya_Lenghu_(Qinghai_Fengbo)_wind_farm | Global Wind Power Tracker - February 2026 |  | 不适用 | 运行参数继承参考Generators_data.csv的风电/光伏设定
2142 | QH | 3 | 青海 | Haixi AP | Mangnai City | 青海冷湖150万千瓦平价风光互补项目 | Qinghai Mangya Lenghu Unsubsidized wind farm | 1 | 风电 | Onshore | 200 | operating | 2023 | Beijing Tianmang New Energy Co Ltd [100%] | Mangya Tianmang New Energy | 38.729 | 92.271 | L100000918644 | G100000923009 | https://www.gem.wiki/Qinghai_Mangya_Lenghu_Unsubsidized_wind_farm | Global Wind Power Tracker - February 2026 |  | 不适用 | 运行参数继承参考Generators_data.csv的风电/光伏设定
2143 | QH | 3 | 青海 | Haixi AP | Da Qaidam Administrative Zone | 青海大柴旦锡铁山风电场 (华润电力) | Qinghai Qaidam Xitieshan (China Resources) wind farm | -- | 风电 | Onshore | 50 | operating | 2017 | Huarun New Energy Photovoltaic Power (Delingha) Co Ltd [100%] |  | 37.0825 | 95.4597 | L100000903770 | G100000904681 | https://www.gem.wiki/Qinghai_Qaidam_Xitieshan_(China_Resources)_wind_farm | Global Wind Power Tracker - February 2026 |  | 不适用 | 运行参数继承参考Generators_data.csv的风电/光伏设定
2144 | QH | 3 | 青海 | Haixi AP | Da Qaidam Administrative Zone | 青海大柴旦锡铁山一期风电场 (青发投) | Qinghai Qaidam Xitieshan (Qinghai Development Investment) wind farm | 1 | 风电 | Onshore | 50 | operating | 2017 |  | Qinghai Huayi New Energy | 37.0825 | 95.4597 | L100000903772 | G100000904683 | https://www.gem.wiki/Qinghai_Qaidam_Xitieshan_(Qinghai_Development_Investment)_wind_farm | Global Wind Power Tracker - February 2026 |  | 不适用 | 运行参数继承参考Generators_data.csv的风电/光伏设定
2145 | QH | 3 | 青海 | Haixi AP | Da Qaidam Administrative Zone | 青海大柴旦锡铁山流沙坪二期风电场 (青发投) | Qinghai Qaidam Xitieshan (Qinghai Development Investment) wind farm | 2 | 风电 | Onshore | 50 | operating | 2017 |  | Qinghai Huayi New Energy | 37.0825 | 95.4597 | L100000903772 | G100000904684 | https://www.gem.wiki/Qinghai_Qaidam_Xitieshan_(Qinghai_Development_Investment)_wind_farm | Global Wind Power Tracker - February 2026 |  | 不适用 | 运行参数继承参考Generators_data.csv的风电/光伏设定
2146 | QH | 3 | 青海 | Haixi AP | Da Qaidam Administrative Zone | 青海大柴旦锡铁山三期风电场 (青发投) | Qinghai Qaidam Xitieshan (Qinghai Development Investment) wind farm | 3 | 风电 | Onshore | 50 | operating | 2019 |  |  | 37.0825 | 95.4597 | L100000903772 | G100000904685 | https://www.gem.wiki/Qinghai_Qaidam_Xitieshan_(Qinghai_Development_Investment)_wind_farm | Global Wind Power Tracker - February 2026 |  | 不适用 | 运行参数继承参考Generators_data.csv的风电/光伏设定
2147 | QH | 3 | 青海 | Haixi AP | Da Qaidam Administrative Zone | 青海大柴旦锡铁山风电场 (明阳) | Qinghai Qaidam Xitieshan Liushaping (Mingyang) wind farm | -- | 风电 | Onshore | 100 | operating | 2018 |  | Dachaidan Mingyang New Energy | 37.0825 | 95.4597 | L100000903771 | G100000904682 | https://www.gem.wiki/Qinghai_Qaidam_Xitieshan_Liushaping_(Mingyang)_wind_farm | Global Wind Power Tracker - February 2026 |  | 不适用 | 运行参数继承参考Generators_data.csv的风电/光伏设定
2148 | QH | 3 | 青海 | Haixi AP | Da Qaidam Administrative Zone | 青海大柴旦锡铁山流沙坪一期风电场 (三峡) | Qinghai Qaidam Xitieshan Liushaping (Three Gorges) wind farm | 1 | 风电 | Onshore | 50 | operating | 2015 |  | Three Gorges New Energy Daqaidan Windpower | 37.1911 | 95.4137 | L100000903773 | G100000904686 | https://www.gem.wiki/Qinghai_Qaidam_Xitieshan_Liushaping_(Three_Gorges)_wind_farm | Global Wind Power Tracker - February 2026 |  | 不适用 | 运行参数继承参考Generators_data.csv的风电/光伏设定
2149 | QH | 3 | 青海 | Haixi AP | Da Qaidam Administrative Zone | 青海大柴旦锡铁山流沙坪二期风电场 (三峡) | Qinghai Qaidam Xitieshan Liushaping (Three Gorges) wind farm | 2 | 风电 | Onshore | 100 | operating | 2019 |  | Three Gorges New Energy Daqaidan Windpower | 37.1938 | 95.3236 | L100000903773 | G100000904687 | https://www.gem.wiki/Qinghai_Qaidam_Xitieshan_Liushaping_(Three_Gorges)_wind_farm | Global Wind Power Tracker - February 2026 |  | 不适用 | 运行参数继承参考Generators_data.csv的风电/光伏设定
2150 | QH | 3 | 青海 | Haixi AP | Da Qaidam Administrative Zone | 青海大柴旦锡铁山矿区三期风电场 (三峡) | Qinghai Qaidam Xitieshan Liushaping (Three Gorges) wind farm | 3 | 风电 | Onshore | 100 | operating | 2021 |  | Three Gorges New Energy Daqaidan Windpower | 37.2404 | 95.2616 | L100000903773 | G100000904690 | https://www.gem.wiki/Qinghai_Qaidam_Xitieshan_Liushaping_(Three_Gorges)_wind_farm | Global Wind Power Tracker - February 2026 |  | 不适用 | 运行参数继承参考Generators_data.csv的风电/光伏设定
2151 | QH | 3 | 青海 | Haixi AP | Da Qaidam Administrative Zone | 青海大柴旦锡铁山矿区风电场项 | Qinghai Qaidam Xitieshan Mining Area wind farm | 1 | 风电 | Onshore | 50 | operating | 2014 |  | Three Gorges New Energy Daqaidan Windpower | 37.1785 | 95.4522 | L100000903774 | G100000904688 | https://www.gem.wiki/Qinghai_Qaidam_Xitieshan_Mining_Area_wind_farm | Global Wind Power Tracker - February 2026 |  | 不适用 | 运行参数继承参考Generators_data.csv的风电/光伏设定
2152 | QH | 3 | 青海 | Haixi AP | Da Qaidam Administrative Zone | 青海大柴旦锡铁山矿区风电场二期 | Qinghai Qaidam Xitieshan Mining Area wind farm | 2 | 风电 | Onshore | 100 | operating | 2019 |  | Three Gorges New Energy Daqaidan Windpower | 37.3162 | 95.5529 | L100000903774 | G100000904689 | https://www.gem.wiki/Qinghai_Qaidam_Xitieshan_Mining_Area_wind_farm | Global Wind Power Tracker - February 2026 |  | 不适用 | 运行参数继承参考Generators_data.csv的风电/光伏设定
2153 | QH | 3 | 青海 | Haixi AP | Wulan | 青海乌兰风电场 (华扬) | Qinghai Wulan County (Huayang) wind farm | -- | 风电 | Onshore | 200 | operating | 2019 |  | Wulan County Huayang Chengyuan New Energy | 36.7915 | 99.0785 | L100000903778 | G100000904694 | https://www.gem.wiki/Qinghai_Wulan_County_(Huayang)_wind_farm | Global Wind Power Tracker - February 2026 |  | 不适用 | 运行参数继承参考Generators_data.csv的风电/光伏设定
2154 | QH | 3 | 青海 | Haixi AP | Da Qaidam Administrative Zone | 大柴旦全通畅新能源有限公司锡铁山49.5MW风力发电项目 | Qinghai Xitieshan (Dachaidan Quantongchang New Energy) wind farm | -- | 风电 | Onshore | 50 | operating | 2016 | China Guangdong Nuclear Wind Energy Ltd [100%] | Dachaidan Quantongchang New Energy | 37.3268 | 95.1893 | L100000904763 | G100000905854 | https://www.gem.wiki/Qinghai_Xitieshan_(Dachaidan_Quantongchang_New_Energy)_wind_farm | Global Wind Power Tracker - February 2026 |  | 不适用 | 运行参数继承参考Generators_data.csv的风电/光伏设定
2155 | QH | 3 | 青海 | Haixi AP | Da Qaidam Administrative Zone | 龙源锡铁山一期50兆瓦风电项目 | Qinghai Xitieshan (Longyuan) wind farm | 1 | 风电 | Onshore | 50 | operating | 2019 | China Longyuan Power Group Corp Ltd [100%] | Longyuan Dachaidan New Energy Development | 37.3333 | 95.5667 | L100000904762 | G100000905853 | https://www.gem.wiki/Qinghai_Xitieshan_(Longyuan)_wind_farm | Global Wind Power Tracker - February 2026 |  | 不适用 | 运行参数继承参考Generators_data.csv的风电/光伏设定
2156 | QH | 3 | 青海 | Haixi AP | Golmud City | 青海华俊新能源有限公司锡铁山50兆瓦风电项目 | Qinghai Xitieshan (Qinghai Huajun New Energy) wind farm | -- | 风电 | Onshore | 50 | operating | 2019 | Qinghai Provincial Development Investment Co Ltd [50%]; Shanghai Electric Power Design Institute Co Ltd [50%] | Qinghai Huajun New Energy | 37.3175 | 95.5533 | L100000904771 | G100000905862 | https://www.gem.wiki/Qinghai_Xitieshan_(Qinghai_Huajun_New_Energy)_wind_farm | Global Wind Power Tracker - February 2026 |  | 不适用 | 运行参数继承参考Generators_data.csv的风电/光伏设定
2157 | QH | 3 | 青海 | Haixi AP | Da Qaidam Administrative Zone | 青海启明新能源有限责任公司锡铁山一期50MW风电项目 | Qinghai Xitieshan (Qinghai Qiming New Energy) wind farm | 1 | 风电 | Onshore | 50 | operating | 2018 | Qinghai Energy Development (Group) Co Ltd [100%] | Qinghai Qiming New Energy | 37.8506 | 95.3626 | L100000904751 | G100000905841 | https://www.gem.wiki/Qinghai_Xitieshan_(Qinghai_Qiming_New_Energy)_wind_farm | Global Wind Power Tracker - February 2026 |  | 不适用 | 运行参数继承参考Generators_data.csv的风电/光伏设定
2158 | QH | 3 | 青海 | Haixi AP | Da Qaidam Administrative Zone | 青海启明新能源有限责任公司锡铁山二期50MW风电项目 | Qinghai Xitieshan (Qinghai Qiming New Energy) wind farm | 2 | 风电 | Onshore | 50 | operating | 2019 | Qinghai Energy Development (Group) Co Ltd [100%] | Qinghai Qiming New Energy | 37.319 | 95.5534 | L100000904751 | G100000905842 | https://www.gem.wiki/Qinghai_Xitieshan_(Qinghai_Qiming_New_Energy)_wind_farm | Global Wind Power Tracker - February 2026 |  | 不适用 | 运行参数继承参考Generators_data.csv的风电/光伏设定
2159 | NX | 4 | 宁夏 | Wuzhong | Qingtongxia City | 青铜峡水电站 | Qingtongxia hydroelectric plant | 7 x 36 MW; 1 x 20 MW | 水电 | conventional storage | 272 | operating | 1967 | State Power Investment Group Upper Yellow River Hydropower Development Co Ltd [100%] | Ningxia Yellow River Hydropower Qingtongxia Power Generation | 37.8853 | 105.9899 | L100000601094 | G100000601105 | https://www.gem.wiki/Qingtongxia_hydroelectric_plant | Global Hydropower Tracker - March 2026 |  | 不适用 | 按参考表的常规水电设定，Existing_Cap_MWh等于Existing_Cap_MW
2160 | NX | 4 | 宁夏 | Zhongwei | Shapotou District | 沙坡头水电站 | Shapotou hydroelectric plant | 5 x 290 MW; 1 x 5.2 MW; 1 x 3 MW | 水电 | run-of-river | 153 | operating | 2003 | Ningxia Shapotou Water Control [100%] |  | 37.4467 | 105.0205 | L100000601132 | G100000601145 | https://www.gem.wiki/Shapotou_hydroelectric_plant | Global Hydropower Tracker - March 2026 |  | 不适用 | 按参考表的常规水电设定，Existing_Cap_MWh等于Existing_Cap_MW
2161 | NX | 4 | 宁夏 | Wuzhong | Qingtongxia City | 唐渠水电站 | Tangqu hydroelectric plant |  | 水电 | run-of-river | 30 | operating | 1993 | State Power Investment Corporation Yellow River Upper Reaches Hydropower Development Ningdian Branch Co Ltd |  | 37.9118 | 105.9822 | L100001062658 | G100001071991 | https://www.gem.wiki/Tangqu_hydroelectric_plant | Global Hydropower Tracker - March 2026 |  | 不适用 | 按参考表的常规水电设定，Existing_Cap_MWh等于Existing_Cap_MW
2162 | NX | 4 | 宁夏 | Wuzhong | Qingtongxia | 宁夏大坝发电厂 | Daba power station | Phase I Unit 5 | 煤电 | subcritical | 330 | operating | 1991 | Ningxia Daba Power Generation Co Ltd [100%] | China Energy Investment Corp [56.5%]; State Power Investment Corp Ltd [23.4%]; Ningxia State-owned Investment Management Co Ltd [9.4%]; unknown [4.8%]; Maike Investment Holding Co Ltd [2.6%]; SAIF III MAURITIUS (CHINA INVESTMENTS) Ltd [1.7%]; Maike Metals International Ltd [0.9%]; Xi'an Yingtong Investment Co Ltd [0.3%]; Ningxia Guoyun Development Private Fund Partnership LP [0.2%]; Shanxi Yingbao Investment Co Ltd [0.1%] | 37.9855 | 105.9283 | L100000101187 | G100000101869 | https://www.gem.wiki/Daba_power_station | Global Coal Plant Tracker - January 2026 | yes | GEM Heat rate (Btu/kWh) ÷ 1000 | 热耗率来自GEM；其余运行参数继承参考Generators_data.csv的煤电设定
2163 | NX | 4 | 宁夏 | Wuzhong | Qingtongxia | 宁夏大坝发电厂 | Daba power station | Phase I Unit 6 | 煤电 | subcritical | 330 | operating | 1992 | Ningxia Daba Power Generation Co Ltd [100%] | China Energy Investment Corp [56.5%]; State Power Investment Corp Ltd [23.4%]; Ningxia State-owned Investment Management Co Ltd [9.4%]; unknown [4.8%]; Maike Investment Holding Co Ltd [2.6%]; SAIF III MAURITIUS (CHINA INVESTMENTS) Ltd [1.7%]; Maike Metals International Ltd [0.9%]; Xi'an Yingtong Investment Co Ltd [0.3%]; Ningxia Guoyun Development Private Fund Partnership LP [0.2%]; Shanxi Yingbao Investment Co Ltd [0.1%] | 37.9855 | 105.9283 | L100000101187 | G100000101870 | https://www.gem.wiki/Daba_power_station | Global Coal Plant Tracker - January 2026 | yes | GEM Heat rate (Btu/kWh) ÷ 1000 | 热耗率来自GEM；其余运行参数继承参考Generators_data.csv的煤电设定
2164 | NX | 4 | 宁夏 | Wuzhong | Qingtongxia | 宁夏大坝发电厂 | Daba power station | Phase II Unit 3 | 煤电 | subcritical | 330 | operating | 1997 | Ningxia Daba Power Generation Co Ltd [100%] | China Energy Investment Corp [56.5%]; State Power Investment Corp Ltd [23.4%]; Ningxia State-owned Investment Management Co Ltd [9.4%]; unknown [4.8%]; Maike Investment Holding Co Ltd [2.6%]; SAIF III MAURITIUS (CHINA INVESTMENTS) Ltd [1.7%]; Maike Metals International Ltd [0.9%]; Xi'an Yingtong Investment Co Ltd [0.3%]; Ningxia Guoyun Development Private Fund Partnership LP [0.2%]; Shanxi Yingbao Investment Co Ltd [0.1%] | 37.9855 | 105.9283 | L100000101187 | G100000101871 | https://www.gem.wiki/Daba_power_station | Global Coal Plant Tracker - January 2026 | yes | GEM Heat rate (Btu/kWh) ÷ 1000 | 热耗率来自GEM；其余运行参数继承参考Generators_data.csv的煤电设定
2165 | NX | 4 | 宁夏 | Wuzhong | Qingtongxia | 宁夏大坝发电厂 | Daba power station | Phase II Unit 4 | 煤电 | subcritical | 330 | operating | 1997 | Ningxia Daba Power Generation Co Ltd [100%] | China Energy Investment Corp [56.5%]; State Power Investment Corp Ltd [23.4%]; Ningxia State-owned Investment Management Co Ltd [9.4%]; unknown [4.8%]; Maike Investment Holding Co Ltd [2.6%]; SAIF III MAURITIUS (CHINA INVESTMENTS) Ltd [1.7%]; Maike Metals International Ltd [0.9%]; Xi'an Yingtong Investment Co Ltd [0.3%]; Ningxia Guoyun Development Private Fund Partnership LP [0.2%]; Shanxi Yingbao Investment Co Ltd [0.1%] | 37.9855 | 105.9283 | L100000101187 | G100000101872 | https://www.gem.wiki/Daba_power_station | Global Coal Plant Tracker - January 2026 | yes | GEM Heat rate (Btu/kWh) ÷ 1000 | 热耗率来自GEM；其余运行参数继承参考Generators_data.csv的煤电设定
2166 | NX | 4 | 宁夏 | Wuzhong | Qingtongxia | 宁夏大坝发电厂 | Daba power station | Phase III Unit 1 | 煤电 | subcritical | 600 | operating | 2009 | Guoneng Ningxia Daba Phase III Power Generation Co Ltd [100%] | China Energy Investment Corp [50.0%]; Aluminum Corporation of China Ltd [35.4%]; Ningxia Huimin Investment and Financing Co Ltd [9.0%]; Beijing State-owned Capital Management Center [2.8%]; Ningxia State-owned Investment Management Co Ltd [2.5%]; Ningxia Guoyun Development Private Fund Partnership LP [0.3%] | 37.9897 | 105.9258 | L100000101187 | G100000101873 | https://www.gem.wiki/Daba_power_station | Global Coal Plant Tracker - January 2026 |  | GEM Heat rate (Btu/kWh) ÷ 1000 | 热耗率来自GEM；其余运行参数继承参考Generators_data.csv的煤电设定
2167 | NX | 4 | 宁夏 | Wuzhong | Qingtongxia | 宁夏大坝发电厂 | Daba power station | Phase III Unit 2 | 煤电 | subcritical | 600 | operating | 2009 | Guoneng Ningxia Daba Phase III Power Generation Co Ltd [100%] | China Energy Investment Corp [50.0%]; Aluminum Corporation of China Ltd [35.4%]; Ningxia Huimin Investment and Financing Co Ltd [9.0%]; Beijing State-owned Capital Management Center [2.8%]; Ningxia State-owned Investment Management Co Ltd [2.5%]; Ningxia Guoyun Development Private Fund Partnership LP [0.3%] | 37.9897 | 105.9258 | L100000101187 | G100000101874 | https://www.gem.wiki/Daba_power_station | Global Coal Plant Tracker - January 2026 |  | GEM Heat rate (Btu/kWh) ÷ 1000 | 热耗率来自GEM；其余运行参数继承参考Generators_data.csv的煤电设定
2168 | NX | 4 | 宁夏 | Wuzhong | Qingtongxia | 宁夏大坝发电厂 | Daba power station | Phase IV Unit 7 | 煤电 | ultra-supercritical | 660 | operating | 2018 | Guoneng Ningxia Daba Phase IV Power Generation Co Ltd [100%] | China Energy Investment Corp [51.0%]; Zhejiang Zheneng Electric Power Co Ltd [49.0%] | 37.9917 | 105.9248 | L100000101187 | G100000104487 | https://www.gem.wiki/Daba_power_station | Global Coal Plant Tracker - January 2026 |  | GEM Heat rate (Btu/kWh) ÷ 1000 | 热耗率来自GEM；其余运行参数继承参考Generators_data.csv的煤电设定
2169 | NX | 4 | 宁夏 | Wuzhong | Qingtongxia | 宁夏大坝发电厂 | Daba power station | Phase IV Unit 8 | 煤电 | ultra-supercritical | 660 | operating | 2019 | Guoneng Ningxia Daba Phase IV Power Generation Co Ltd [100%] | China Energy Investment Corp [51.0%]; Zhejiang Zheneng Electric Power Co Ltd [49.0%] | 37.9917 | 105.9248 | L100000101187 | G100000104488 | https://www.gem.wiki/Daba_power_station | Global Coal Plant Tracker - January 2026 |  | GEM Heat rate (Btu/kWh) ÷ 1000 | 热耗率来自GEM；其余运行参数继承参考Generators_data.csv的煤电设定
2170 | NX | 4 | 宁夏 | Shizuishan | Dawukou | 大武口电厂 | Dawukou power station | Phase I Unit 5 | 煤电 | subcritical | 330 | operating | 2010 | Guoneng Dawukou Thermal Power Co Ltd [100%] | China Energy Investment Corp [60.0%]; Shizuishan Xinghan Municipal Industry (Group) Co Ltd [40.0%] | 39.0355 | 106.3846 | L100000101189 | G100000102286 | https://www.gem.wiki/Dawukou_power_station | Global Coal Plant Tracker - January 2026 | yes | GEM Heat rate (Btu/kWh) ÷ 1000 | 热耗率来自GEM；其余运行参数继承参考Generators_data.csv的煤电设定
2171 | NX | 4 | 宁夏 | Shizuishan | Dawukou | 大武口电厂 | Dawukou power station | Phase I Unit 6 | 煤电 | subcritical | 330 | operating | 2010 | Guoneng Dawukou Thermal Power Co Ltd [100%] | China Energy Investment Corp [60.0%]; Shizuishan Xinghan Municipal Industry (Group) Co Ltd [40.0%] | 39.0355 | 106.3846 | L100000101189 | G100000102287 | https://www.gem.wiki/Dawukou_power_station | Global Coal Plant Tracker - January 2026 | yes | GEM Heat rate (Btu/kWh) ÷ 1000 | 热耗率来自GEM；其余运行参数继承参考Generators_data.csv的煤电设定
2172 | NX | 4 | 宁夏 | Shizuishan | Huinong | 国电英力特河滨热电 | Hebin power station | Unit 1 | 煤电 | subcritical | 150 | operating | 2006 | Yingli Energy Group Co Ltd [100%] | China Energy Investment Corp [99.9%] | 39.3066 | 106.7285 | L100000101193 | G100000103712 | https://www.gem.wiki/Hebin_power_station | Global Coal Plant Tracker - January 2026 | yes | GEM Heat rate (Btu/kWh) ÷ 1000 | 热耗率来自GEM；其余运行参数继承参考Generators_data.csv的煤电设定
2173 | NX | 4 | 宁夏 | Shizuishan | Huinong | 国电英力特河滨热电 | Hebin power station | Unit 2 | 煤电 | subcritical | 150 | operating | 2006 | Yingli Energy Group Co Ltd [100%] | China Energy Investment Corp [99.9%] | 39.3066 | 106.7285 | L100000101193 | G100000103713 | https://www.gem.wiki/Hebin_power_station | Global Coal Plant Tracker - January 2026 | yes | GEM Heat rate (Btu/kWh) ÷ 1000 | 热耗率来自GEM；其余运行参数继承参考Generators_data.csv的煤电设定
2174 | NX | 4 | 宁夏 | Yinchuan | Lingwu | 国家电投宁夏能源铝业临河电厂 | Linhe power station | Unit 1 | 煤电 | supercritical | 350 | operating | 2011 | Linhe Power Generation Branch of Ningxia Energy Aluminum Co Ltd of State Power Investment Group [100%] | State Power Investment Corp Ltd [76.0%]; Ningxia State-owned Investment Management Co Ltd [24.0%] | 38.1823 | 106.5127 | L100000101184 | G100000101743 | https://www.gem.wiki/Linhe_power_station | Global Coal Plant Tracker - January 2026 |  | GEM Heat rate (Btu/kWh) ÷ 1000 | 热耗率来自GEM；其余运行参数继承参考Generators_data.csv的煤电设定
2175 | NX | 4 | 宁夏 | Yinchuan | Lingwu | 国家电投宁夏能源铝业临河电厂 | Linhe power station | Unit 2 | 煤电 | supercritical | 350 | operating | 2011 | Linhe Power Generation Branch of Ningxia Energy Aluminum Co Ltd of State Power Investment Group [100%] | State Power Investment Corp Ltd [76.0%]; Ningxia State-owned Investment Management Co Ltd [24.0%] | 38.1823 | 106.5127 | L100000101184 | G100000101744 | https://www.gem.wiki/Linhe_power_station | Global Coal Plant Tracker - January 2026 |  | GEM Heat rate (Btu/kWh) ÷ 1000 | 热耗率来自GEM；其余运行参数继承参考Generators_data.csv的煤电设定
2176 | NX | 4 | 宁夏 | Yinchuan | Lingwu | 国家电投宁夏能源铝业临河电厂 | Linhe power station | Unit 3 | 煤电 | supercritical | 350 | operating | 2015 | Linhe Power Generation Branch of Ningxia Energy Aluminum Co Ltd of State Power Investment Group [100%] | State Power Investment Corp Ltd [76.0%]; Ningxia State-owned Investment Management Co Ltd [24.0%] | 38.1823 | 106.5127 | L100000101184 | G100000101745 | https://www.gem.wiki/Linhe_power_station | Global Coal Plant Tracker - January 2026 |  | GEM Heat rate (Btu/kWh) ÷ 1000 | 热耗率来自GEM；其余运行参数继承参考Generators_data.csv的煤电设定
2177 | NX | 4 | 宁夏 | Yinchuan | Lingwu | 国电浙能宁东发电公司方家庄电厂 | Ningdong Fangjiazhuang power station | Unit 1 | 煤电 | ultra-supercritical | 1000 | operating | 2019 | Guoneng Zheneng Ningdong Power Generation Co Ltd [100%] | China Energy Investment Corp [51.0%]; Zhejiang Zheneng Electric Power Co Ltd [49.0%] | 37.8376 | 106.6665 | L100000101190 | G100000103293 | https://www.gem.wiki/Ningdong_Fangjiazhuang_power_station | Global Coal Plant Tracker - January 2026 |  | GEM Heat rate (Btu/kWh) ÷ 1000 | 热耗率来自GEM；其余运行参数继承参考Generators_data.csv的煤电设定
2178 | NX | 4 | 宁夏 | Yinchuan | Lingwu | 国电浙能宁东发电公司方家庄电厂 | Ningdong Fangjiazhuang power station | Unit 2 | 煤电 | ultra-supercritical | 1000 | operating | 2019 | Guoneng Zheneng Ningdong Power Generation Co Ltd [100%] | China Energy Investment Corp [51.0%]; Zhejiang Zheneng Electric Power Co Ltd [49.0%] | 37.8376 | 106.6665 | L100000101190 | G100000103294 | https://www.gem.wiki/Ningdong_Fangjiazhuang_power_station | Global Coal Plant Tracker - January 2026 |  | GEM Heat rate (Btu/kWh) ÷ 1000 | 热耗率来自GEM；其余运行参数继承参考Generators_data.csv的煤电设定
2179 | NX | 4 | 宁夏 | Yinchuan | Lingwu | 中铝宁夏能源马莲台发电厂 | Ningdong Maliantai power station | Phase I Unit 1 | 煤电 | subcritical | 330 | operating | 2006 | Chalco Ningxia Energy Group Maliantai Power Generation Branch [100%] | Aluminum Corporation of China Ltd [70.8%]; Ningxia Huimin Investment and Financing Co Ltd [18.0%]; Beijing State-owned Capital Management Center [5.7%]; Ningxia State-owned Investment Management Co Ltd [5.0%]; Ningxia Guoyun Development Private Fund Partnership LP [0.6%] | 38.1734 | 106.5695 | L100000101199 | G100000107458 | https://www.gem.wiki/Ningdong_Maliantai_power_station | Global Coal Plant Tracker - January 2026 |  | GEM Heat rate (Btu/kWh) ÷ 1000 | 热耗率来自GEM；其余运行参数继承参考Generators_data.csv的煤电设定
2180 | NX | 4 | 宁夏 | Yinchuan | Lingwu | 中铝宁夏能源马莲台发电厂 | Ningdong Maliantai power station | Phase I Unit 2 | 煤电 | subcritical | 330 | operating | 2006 | Chalco Ningxia Energy Group Maliantai Power Generation Branch [100%] | Aluminum Corporation of China Ltd [70.8%]; Ningxia Huimin Investment and Financing Co Ltd [18.0%]; Beijing State-owned Capital Management Center [5.7%]; Ningxia State-owned Investment Management Co Ltd [5.0%]; Ningxia Guoyun Development Private Fund Partnership LP [0.6%] | 38.1734 | 106.5695 | L100000101199 | G100000107459 | https://www.gem.wiki/Ningdong_Maliantai_power_station | Global Coal Plant Tracker - January 2026 |  | GEM Heat rate (Btu/kWh) ÷ 1000 | 热耗率来自GEM；其余运行参数继承参考Generators_data.csv的煤电设定
2181 | NX | 4 | 宁夏 | Yinchuan | Lingwu | 神华国华宁东发电厂 | Ningdong power station | Phase I Unit 1 | 煤电 | subcritical | 330 | operating | 2010 | Guoneng Ningdong No.2 Power Generation Co Ltd [100%] | China Energy Investment Corp [61.8%]; Zhejiang Zheneng Electric Power Co Ltd [33.3%]; Ningxia State-owned Investment Management Co Ltd [4.9%] | 37.8448 | 106.7868 | L100000101192 | G100000103445 | https://www.gem.wiki/Ningdong_power_station | Global Coal Plant Tracker - January 2026 |  | GEM Heat rate (Btu/kWh) ÷ 1000 | 热耗率来自GEM；其余运行参数继承参考Generators_data.csv的煤电设定
2182 | NX | 4 | 宁夏 | Yinchuan | Lingwu | 神华国华宁东发电厂 | Ningdong power station | Phase I Unit 2 | 煤电 | subcritical | 330 | operating | 2010 | Guoneng Ningdong No.2 Power Generation Co Ltd [100%] | China Energy Investment Corp [61.8%]; Zhejiang Zheneng Electric Power Co Ltd [33.3%]; Ningxia State-owned Investment Management Co Ltd [4.9%] | 37.8448 | 106.7868 | L100000101192 | G100000103446 | https://www.gem.wiki/Ningdong_power_station | Global Coal Plant Tracker - January 2026 |  | GEM Heat rate (Btu/kWh) ÷ 1000 | 热耗率来自GEM；其余运行参数继承参考Generators_data.csv的煤电设定
2183 | NX | 4 | 宁夏 | Yinchuan | Lingwu | 神华国华宁东发电厂 | Ningdong power station | Phase II Unit 3 | 煤电 | ultra-supercritical | 660 | operating | 2017 | Guoneng Ningdong No.2 Power Generation Co Ltd [100%] | China Energy Investment Corp [61.8%]; Zhejiang Zheneng Electric Power Co Ltd [33.3%]; Ningxia State-owned Investment Management Co Ltd [4.9%] | 37.8448 | 106.7868 | L100000101192 | G100000103447 | https://www.gem.wiki/Ningdong_power_station | Global Coal Plant Tracker - January 2026 |  | GEM Heat rate (Btu/kWh) ÷ 1000 | 热耗率来自GEM；其余运行参数继承参考Generators_data.csv的煤电设定
2184 | NX | 4 | 宁夏 | Yinchuan | Lingwu | 神华国华宁东发电厂 | Ningdong power station | Phase II Unit 4 | 煤电 | ultra-supercritical | 660 | operating | 2017 | Guoneng Ningdong No.2 Power Generation Co Ltd [100%] | China Energy Investment Corp [61.8%]; Zhejiang Zheneng Electric Power Co Ltd [33.3%]; Ningxia State-owned Investment Management Co Ltd [4.9%] | 37.8448 | 106.7868 | L100000101192 | G100000103448 | https://www.gem.wiki/Ningdong_power_station | Global Coal Plant Tracker - January 2026 |  | GEM Heat rate (Btu/kWh) ÷ 1000 | 热耗率来自GEM；其余运行参数继承参考Generators_data.csv的煤电设定
2185 | NX | 4 | 宁夏 | Yinchuan | Lingwu | 国电英力特宁东热电 | Ningdong Younglight power station | Unit 1 | 煤电 | subcritical | 330 | operating | 2013 | Guoneng Ningdong No.1 Power Generation Co Ltd [100%] | China Energy Investment Corp [100.0%] | 38.1925 | 106.6939 | L100000101200 | G100000107462 | https://www.gem.wiki/Ningdong_Younglight_power_station | Global Coal Plant Tracker - January 2026 | yes | GEM Heat rate (Btu/kWh) ÷ 1000 | 热耗率来自GEM；其余运行参数继承参考Generators_data.csv的煤电设定
2186 | NX | 4 | 宁夏 | Yinchuan | Lingwu | 国电英力特宁东热电 | Ningdong Younglight power station | Unit 2 | 煤电 | subcritical | 330 | operating | 2013 | Guoneng Ningdong No.1 Power Generation Co Ltd [100%] | China Energy Investment Corp [100.0%] | 38.1925 | 106.6939 | L100000101200 | G100000107463 | https://www.gem.wiki/Ningdong_Younglight_power_station | Global Coal Plant Tracker - January 2026 | yes | GEM Heat rate (Btu/kWh) ÷ 1000 | 热耗率来自GEM；其余运行参数继承参考Generators_data.csv的煤电设定
2187 | NX | 4 | 宁夏 | Yinchuan | Lingwu | 宁夏畅亿清洁能源有限责任公司2×40MW抽背汽轮发电机能源梯级利用项目 | Ningxia Changyi Clean Energy power station | Unit 1 | 煤电 | unknown | 40 | operating | 2025 | Ningxia Changyi Clean Energy Co Ltd | Ningxia Changyi Clean Energy Co Ltd | 38.1996 | 106.518 | L100001019031 | G100001021417 | https://www.gem.wiki/Ningxia_Changyi_Clean_Energy_power_station | Global Coal Plant Tracker - January 2026 |  | GEM Heat rate (Btu/kWh) ÷ 1000 | 热耗率来自GEM；其余运行参数继承参考Generators_data.csv的煤电设定
2188 | NX | 4 | 宁夏 | Yinchuan | Lingwu | 宁夏畅亿清洁能源有限责任公司2×40MW抽背汽轮发电机能源梯级利用项目 | Ningxia Changyi Clean Energy power station | Unit 2 | 煤电 | unknown | 40 | operating | 2025 | Ningxia Changyi Clean Energy Co Ltd | Ningxia Changyi Clean Energy Co Ltd | 38.1996 | 106.518 | L100001019031 | G100001021418 | https://www.gem.wiki/Ningxia_Changyi_Clean_Energy_power_station | Global Coal Plant Tracker - January 2026 |  | GEM Heat rate (Btu/kWh) ÷ 1000 | 热耗率来自GEM；其余运行参数继承参考Generators_data.csv的煤电设定
2189 | NX | 4 | 宁夏 | Wuzhong | Qingtongxia Town | 宁夏金昱元化工集团公司自备电厂 | Ningxia Jinyuyuan Chemical power station | Unit 3 | 煤电 | unknown | 50 | operating | 2006 | Ningxia Jinyuyuan Chiemical Industry Group Co Ltd [100%] | natural person(s) [94.7%]; Ningxia Yuxin Jiachuang Enterprise Management Partnership LP [5.3%] | 37.8828 | 106.022 | L100000101201 | G100000112763 | https://www.gem.wiki/Ningxia_Jinyuyuan_Chemical_power_station | Global Coal Plant Tracker - January 2026 | yes | GEM Heat rate (Btu/kWh) ÷ 1000 | 热耗率来自GEM；其余运行参数继承参考Generators_data.csv的煤电设定
2190 | NX | 4 | 宁夏 | Wuzhong | Qingtongxia Town | 宁夏金昱元化工集团公司自备电厂 | Ningxia Jinyuyuan Chemical power station | Unit 4 | 煤电 | unknown | 50 | operating | 2006 | Ningxia Jinyuyuan Chiemical Industry Group Co Ltd [100%] | natural person(s) [94.7%]; Ningxia Yuxin Jiachuang Enterprise Management Partnership LP [5.3%] | 37.8828 | 106.022 | L100000101201 | G100000112764 | https://www.gem.wiki/Ningxia_Jinyuyuan_Chemical_power_station | Global Coal Plant Tracker - January 2026 | yes | GEM Heat rate (Btu/kWh) ÷ 1000 | 热耗率来自GEM；其余运行参数继承参考Generators_data.csv的煤电设定
2191 | NX | 4 | 宁夏 | Yinchuan | Lingwu | 华电宁夏灵武电厂 | Ningxia Lingwu power station | Phase I Unit 1 | 煤电 | subcritical | 600 | operating | 2007 | China Huadian Ningxia Lingwu Electric POWER Co Ltd [100%] | China Energy Investment Corp [65.0%]; Aluminum Corporation of China Ltd [24.8%]; Ningxia Huimin Investment and Financing Co Ltd [6.3%]; Beijing State-owned Capital Management Center [2.0%]; Ningxia State-owned Investment Management Co Ltd [1.7%]; Ningxia Guoyun Development Private Fund Partnership LP [0.2%] | 38.1483 | 106.3458 | L100000101203 | G100000107474 | https://www.gem.wiki/Ningxia_Lingwu_power_station | Global Coal Plant Tracker - January 2026 | yes | GEM Heat rate (Btu/kWh) ÷ 1000 | 热耗率来自GEM；其余运行参数继承参考Generators_data.csv的煤电设定
2192 | NX | 4 | 宁夏 | Yinchuan | Lingwu | 华电宁夏灵武电厂 | Ningxia Lingwu power station | Phase I Unit 2 | 煤电 | subcritical | 600 | operating | 2007 | China Huadian Ningxia Lingwu Electric POWER Co Ltd [100%] | China Energy Investment Corp [65.0%]; Aluminum Corporation of China Ltd [24.8%]; Ningxia Huimin Investment and Financing Co Ltd [6.3%]; Beijing State-owned Capital Management Center [2.0%]; Ningxia State-owned Investment Management Co Ltd [1.7%]; Ningxia Guoyun Development Private Fund Partnership LP [0.2%] | 38.1483 | 106.3458 | L100000101203 | G100000107475 | https://www.gem.wiki/Ningxia_Lingwu_power_station | Global Coal Plant Tracker - January 2026 | yes | GEM Heat rate (Btu/kWh) ÷ 1000 | 热耗率来自GEM；其余运行参数继承参考Generators_data.csv的煤电设定
2193 | NX | 4 | 宁夏 | Yinchuan | Lingwu | 华电宁夏灵武电厂 | Ningxia Lingwu power station | Phase II Unit 3 | 煤电 | ultra-supercritical | 1060 | operating | 2010 | China Huadian Ningxia Lingwu Electric POWER Co Ltd [100%] | China Energy Investment Corp [65.0%]; Aluminum Corporation of China Ltd [24.8%]; Ningxia Huimin Investment and Financing Co Ltd [6.3%]; Beijing State-owned Capital Management Center [2.0%]; Ningxia State-owned Investment Management Co Ltd [1.7%]; Ningxia Guoyun Development Private Fund Partnership LP [0.2%] | 38.1483 | 106.3458 | L100000101203 | G100000107476 | https://www.gem.wiki/Ningxia_Lingwu_power_station | Global Coal Plant Tracker - January 2026 | yes | GEM Heat rate (Btu/kWh) ÷ 1000 | 热耗率来自GEM；其余运行参数继承参考Generators_data.csv的煤电设定
2194 | NX | 4 | 宁夏 | Yinchuan | Lingwu | 华电宁夏灵武电厂 | Ningxia Lingwu power station | Phase II Unit 4 | 煤电 | ultra-supercritical | 1060 | operating | 2011 | China Huadian Ningxia Lingwu Electric POWER Co Ltd [100%] | China Energy Investment Corp [65.0%]; Aluminum Corporation of China Ltd [24.8%]; Ningxia Huimin Investment and Financing Co Ltd [6.3%]; Beijing State-owned Capital Management Center [2.0%]; Ningxia State-owned Investment Management Co Ltd [1.7%]; Ningxia Guoyun Development Private Fund Partnership LP [0.2%] | 38.1483 | 106.3458 | L100000101203 | G100000107477 | https://www.gem.wiki/Ningxia_Lingwu_power_station | Global Coal Plant Tracker - January 2026 | yes | GEM Heat rate (Btu/kWh) ÷ 1000 | 热耗率来自GEM；其余运行参数继承参考Generators_data.csv的煤电设定
2195 | NX | 4 | 宁夏 | Guyuan | Yuanzhou District | 宁夏六盘山电厂 | Ningxia Liupanshan power station | Unit 1 | 煤电 | subcritical | 330 | operating | 2010 | Ningxia Generate Electricity Group Liupanshan Thermoelectricity Factory [100%] | Aluminum Corporation of China Ltd [70.8%]; Ningxia Huimin Investment and Financing Co Ltd [18.0%]; Beijing State-owned Capital Management Center [5.7%]; Ningxia State-owned Investment Management Co Ltd [5.0%]; Ningxia Guoyun Development Private Fund Partnership LP [0.6%] | 36.0444 | 106.2919 | L100000101204 | G100000107480 | https://www.gem.wiki/Ningxia_Liupanshan_power_station | Global Coal Plant Tracker - January 2026 | yes | GEM Heat rate (Btu/kWh) ÷ 1000 | 热耗率来自GEM；其余运行参数继承参考Generators_data.csv的煤电设定
2196 | NX | 4 | 宁夏 | Guyuan | Yuanzhou District | 宁夏六盘山电厂 | Ningxia Liupanshan power station | Unit 2 | 煤电 | subcritical | 330 | operating | 2010 | Ningxia Generate Electricity Group Liupanshan Thermoelectricity Factory [100%] | Aluminum Corporation of China Ltd [70.8%]; Ningxia Huimin Investment and Financing Co Ltd [18.0%]; Beijing State-owned Capital Management Center [5.7%]; Ningxia State-owned Investment Management Co Ltd [5.0%]; Ningxia Guoyun Development Private Fund Partnership LP [0.6%] | 36.0444 | 106.2919 | L100000101204 | G100000107481 | https://www.gem.wiki/Ningxia_Liupanshan_power_station | Global Coal Plant Tracker - January 2026 | yes | GEM Heat rate (Btu/kWh) ÷ 1000 | 热耗率来自GEM；其余运行参数继承参考Generators_data.csv的煤电设定
2197 | NX | 4 | 宁夏 | Wuzhong | Zhongwei | 中冶美利云自备热电站 | Ningxia Meili power station | Unit 3 | 煤电 | subcritical | 50 | operating | 2001 | Mcc Meili Cloud Computing Industry Investment Co Ltd [100%] | Mcc Meili Cloud Computing Industry Investment Co Ltd [100.0%] | 37.5124 | 105.2777 | L100000101205 | G100000107482 | https://www.gem.wiki/Ningxia_Meili_power_station | Global Coal Plant Tracker - January 2026 | yes | GEM Heat rate (Btu/kWh) ÷ 1000 | 热耗率来自GEM；其余运行参数继承参考Generators_data.csv的煤电设定
2198 | NX | 4 | 宁夏 | Wuzhong | Zhongwei | 中冶美利云自备热电站 | Ningxia Meili power station | Unit 4 | 煤电 | subcritical | 50 | operating | 2001 | Mcc Meili Cloud Computing Industry Investment Co Ltd [100%] | Mcc Meili Cloud Computing Industry Investment Co Ltd [100.0%] | 37.5124 | 105.2777 | L100000101205 | G100000107483 | https://www.gem.wiki/Ningxia_Meili_power_station | Global Coal Plant Tracker - January 2026 | yes | GEM Heat rate (Btu/kWh) ÷ 1000 | 热耗率来自GEM；其余运行参数继承参考Generators_data.csv的煤电设定
2199 | NX | 4 | 宁夏 | Wuzhong | Zhongwei | 中冶美利云自备热电站 | Ningxia Meili power station | Unit 5 | 煤电 | subcritical | 50 | operating | 2001 | Mcc Meili Cloud Computing Industry Investment Co Ltd [100%] | Mcc Meili Cloud Computing Industry Investment Co Ltd [100.0%] | 37.5124 | 105.2777 | L100000101205 | G100000107484 | https://www.gem.wiki/Ningxia_Meili_power_station | Global Coal Plant Tracker - January 2026 | yes | GEM Heat rate (Btu/kWh) ÷ 1000 | 热耗率来自GEM；其余运行参数继承参考Generators_data.csv的煤电设定
2200 | NX | 4 | 宁夏 | Yinchuan | Lingwu | 神华宁煤烯烃公司自备电厂 | Ningxia Olefin power station | Unit 3 | 煤电 | unknown | 50 | operating | 2010 | China ENERGY Group Ningxia Coal Industry Co Ltd [100%] | China Energy Investment Corp [51.0%]; Ningxia State-owned Investment Management Co Ltd [49.0%] | 38.1845 | 106.6407 | L100000101206 | G100000112960 | https://www.gem.wiki/Ningxia_Olefin_power_station | Global Coal Plant Tracker - January 2026 | yes | GEM Heat rate (Btu/kWh) ÷ 1000 | 热耗率来自GEM；其余运行参数继承参考Generators_data.csv的煤电设定
2201 | NX | 4 | 宁夏 | Yinchuan | Lingwu | 神华宁煤烯烃公司自备电厂 | Ningxia Olefin power station | Unit 4 | 煤电 | unknown | 50 | operating | 2010 | China ENERGY Group Ningxia Coal Industry Co Ltd [100%] | China Energy Investment Corp [51.0%]; Ningxia State-owned Investment Management Co Ltd [49.0%] | 38.1845 | 106.6407 | L100000101206 | G100000112961 | https://www.gem.wiki/Ningxia_Olefin_power_station | Global Coal Plant Tracker - January 2026 | yes | GEM Heat rate (Btu/kWh) ÷ 1000 | 热耗率来自GEM；其余运行参数继承参考Generators_data.csv的煤电设定
2202 | NX | 4 | 宁夏 | Shizuishan | Huinong | 宁夏日盛高新产业股份热电 | Ningxia Risheng Gaoxin Captive power station | Phase II Unit 4 | 煤电 | unknown | 30 | operating | 2023 | Ningxia Risheng High-tech Industry Co Ltd [100%] | Ningxia Risheng High-tech Industry Co Ltd [100.0%] | 39.2885 | 106.7638 | L100000101207 | G100000114054 | https://www.gem.wiki/Ningxia_Risheng_Gaoxin_Captive_power_station | Global Coal Plant Tracker - January 2026 | yes | GEM Heat rate (Btu/kWh) ÷ 1000 | 热耗率来自GEM；其余运行参数继承参考Generators_data.csv的煤电设定
2203 | NX | 4 | 宁夏 | Shizuishan | Huinong | 宁夏日盛高新产业股份热电 | Ningxia Risheng Gaoxin Captive power station | Unit 1 | 煤电 | unknown | 30 | operating | 2018 | Ningxia Risheng High-tech Industry Co Ltd [100%] | Ningxia Risheng High-tech Industry Co Ltd [100.0%] | 39.2885 | 106.7638 | L100000101207 | G100000113695 | https://www.gem.wiki/Ningxia_Risheng_Gaoxin_Captive_power_station | Global Coal Plant Tracker - January 2026 | yes | GEM Heat rate (Btu/kWh) ÷ 1000 | 热耗率来自GEM；其余运行参数继承参考Generators_data.csv的煤电设定
2204 | NX | 4 | 宁夏 | Shizuishan | Huinong | 宁夏日盛高新产业股份热电 | Ningxia Risheng Gaoxin Captive power station | Unit 2 | 煤电 | unknown | 30 | operating | 2018 | Ningxia Risheng High-tech Industry Co Ltd [100%] | Ningxia Risheng High-tech Industry Co Ltd [100.0%] | 39.2885 | 106.7638 | L100000101207 | G100000113696 | https://www.gem.wiki/Ningxia_Risheng_Gaoxin_Captive_power_station | Global Coal Plant Tracker - January 2026 | yes | GEM Heat rate (Btu/kWh) ÷ 1000 | 热耗率来自GEM；其余运行参数继承参考Generators_data.csv的煤电设定
2205 | NX | 4 | 宁夏 | Shizuishan | Huinong | 宁夏日盛高新产业股份热电 | Ningxia Risheng Gaoxin Captive power station | Unit 3 | 煤电 | unknown | 30 | operating | 2018 | Ningxia Risheng High-tech Industry Co Ltd [100%] | Ningxia Risheng High-tech Industry Co Ltd [100.0%] | 39.2885 | 106.7638 | L100000101207 | G100000113697 | https://www.gem.wiki/Ningxia_Risheng_Gaoxin_Captive_power_station | Global Coal Plant Tracker - January 2026 | yes | GEM Heat rate (Btu/kWh) ÷ 1000 | 热耗率来自GEM；其余运行参数继承参考Generators_data.csv的煤电设定
2206 | NX | 4 | 宁夏 | Shizuishan | Pingluo | 宁夏天瑞热电 | Ningxia Tianrui Cogen power station | Unit 3 | 煤电 | unknown | 50 | operating | 2017 | Ningxia Tianrui Thermal Energy Supply Co Ltd [100%] | Ningxia Dadi Circular Development Corp Ltd [100.0%] | 38.912 | 106.4303 | L100000104463 | G100000114740 | https://www.gem.wiki/Ningxia_Tianrui_Cogen_power_station | Global Coal Plant Tracker - January 2026 | yes | GEM Heat rate (Btu/kWh) ÷ 1000 | 热耗率来自GEM；其余运行参数继承参考Generators_data.csv的煤电设定
2207 | NX | 4 | 宁夏 | Shizuishan | Pingluo | 宁夏天瑞热电 | Ningxia Tianrui Cogen power station | Unit 4 | 煤电 | unknown | 50 | operating | 2017 | Ningxia Tianrui Thermal Energy Supply Co Ltd [100%] | Ningxia Dadi Circular Development Corp Ltd [100.0%] | 38.912 | 106.4303 | L100000104463 | G100000114741 | https://www.gem.wiki/Ningxia_Tianrui_Cogen_power_station | Global Coal Plant Tracker - January 2026 | yes | GEM Heat rate (Btu/kWh) ÷ 1000 | 热耗率来自GEM；其余运行参数继承参考Generators_data.csv的煤电设定
2208 | NX | 4 | 宁夏 | Yinchuan | Lingwu | 浙能宁夏枣泉发电厂 | Ningxia Zaoquan power station | Unit 1 | 煤电 | ultra-supercritical | 660 | operating | 2017 | Ningxia Zaoquan Power Generation Co Ltd [100%] | Zhejiang Zheneng Electric Power Co Ltd [51.0%]; State Power Investment Corp Ltd [37.3%]; Ningxia State-owned Investment Management Co Ltd [11.7%] | 38.0462 | 106.6058 | L100000101185 | G100000101750 | https://www.gem.wiki/Ningxia_Zaoquan_power_station | Global Coal Plant Tracker - January 2026 |  | GEM Heat rate (Btu/kWh) ÷ 1000 | 热耗率来自GEM；其余运行参数继承参考Generators_data.csv的煤电设定
2209 | NX | 4 | 宁夏 | Yinchuan | Lingwu | 浙能宁夏枣泉发电厂 | Ningxia Zaoquan power station | Unit 2 | 煤电 | ultra-supercritical | 660 | operating | 2017 | Ningxia Zaoquan Power Generation Co Ltd [100%] | Zhejiang Zheneng Electric Power Co Ltd [51.0%]; State Power Investment Corp Ltd [37.3%]; Ningxia State-owned Investment Management Co Ltd [11.7%] | 38.0462 | 106.6058 | L100000101185 | G100000101751 | https://www.gem.wiki/Ningxia_Zaoquan_power_station | Global Coal Plant Tracker - January 2026 |  | GEM Heat rate (Btu/kWh) ÷ 1000 | 热耗率来自GEM；其余运行参数继承参考Generators_data.csv的煤电设定
2210 | NX | 4 | 宁夏 | Wuzhong | Zhongning | 宁夏中宁发电厂 | Ningxia Zhongning-2 power station | Unit 1 | 煤电 | subcritical | 330 | operating | 2005 | Ningxia Zhongning Power Generation Co Ltd [100%] | Ningxia Tianyuan Manganese Industry Group Co Ltd [100.0%] | 37.5894 | 105.7064 | L100000101208 | G100000107485 | https://www.gem.wiki/Ningxia_Zhongning-2_power_station | Global Coal Plant Tracker - January 2026 | yes | GEM Heat rate (Btu/kWh) ÷ 1000 | 热耗率来自GEM；其余运行参数继承参考Generators_data.csv的煤电设定
2211 | NX | 4 | 宁夏 | Wuzhong | Zhongning | 宁夏中宁发电厂 | Ningxia Zhongning-2 power station | Unit 2 | 煤电 | subcritical | 330 | operating | 2006 | Ningxia Zhongning Power Generation Co Ltd [100%] | Ningxia Tianyuan Manganese Industry Group Co Ltd [100.0%] | 37.5894 | 105.7064 | L100000101208 | G100000107486 | https://www.gem.wiki/Ningxia_Zhongning-2_power_station | Global Coal Plant Tracker - January 2026 | yes | GEM Heat rate (Btu/kWh) ÷ 1000 | 热耗率来自GEM；其余运行参数继承参考Generators_data.csv的煤电设定
2212 | NX | 4 | 宁夏 | Shizuishan | Pingluo | 大唐平罗电发电厂 | Pingluo power station | Unit 1 | 煤电 | ultra-supercritical | 660 | operating | 2020 | Guoneng Pingluo Power Generation Co Ltd [100%] | China Energy Investment Corp [100.0%] | 39.0145 | 106.9362 | L100000101188 | G100000102142 | https://www.gem.wiki/Pingluo_power_station | Global Coal Plant Tracker - January 2026 | yes | GEM Heat rate (Btu/kWh) ÷ 1000 | 热耗率来自GEM；其余运行参数继承参考Generators_data.csv的煤电设定
2213 | NX | 4 | 宁夏 | Shizuishan | Pingluo | 大唐平罗电发电厂 | Pingluo power station | Unit 2 | 煤电 | ultra-supercritical | 660 | operating | 2020 | Guoneng Pingluo Power Generation Co Ltd [100%] | China Energy Investment Corp [100.0%] | 39.0145 | 106.9362 | L100000101188 | G100000102143 | https://www.gem.wiki/Pingluo_power_station | Global Coal Plant Tracker - January 2026 | yes | GEM Heat rate (Btu/kWh) ÷ 1000 | 热耗率来自GEM；其余运行参数继承参考Generators_data.csv的煤电设定
2214 | NX | 4 | 宁夏 | Wuzhong | Qingtongxia | 宁夏铝业青铜峡自备电厂 | Qingtongxia Aluminum Works power station | Unit 1 | 煤电 | subcritical | 330 | operating | 2010 | Qingtongxia Aluminum Power Generation Co Ltd [100%] | China Energy Investment Corp [50.0%]; State Power Investment Corp Ltd [26.9%]; Ningxia State-owned Investment Management Co Ltd [10.8%]; unknown [5.5%]; Maike Investment Holding Co Ltd [3.0%]; SAIF III MAURITIUS (CHINA INVESTMENTS) Ltd [1.9%]; Maike Metals International Ltd [1.0%]; Xi'an Yingtong Investment Co Ltd [0.3%]; Ningxia Guoyun Development Private Fund Partnership LP [0.3%]; Shanxi Yingbao Investment Co Ltd [0.2%] | 37.9238 | 105.9113 | L100000101209 | G100000108345 | https://www.gem.wiki/Qingtongxia_Aluminum_Works_power_station | Global Coal Plant Tracker - January 2026 |  | GEM Heat rate (Btu/kWh) ÷ 1000 | 热耗率来自GEM；其余运行参数继承参考Generators_data.csv的煤电设定
2215 | NX | 4 | 宁夏 | Wuzhong | Qingtongxia | 宁夏铝业青铜峡自备电厂 | Qingtongxia Aluminum Works power station | Unit 2 | 煤电 | subcritical | 330 | operating | 2010 | Qingtongxia Aluminum Power Generation Co Ltd [100%] | China Energy Investment Corp [50.0%]; State Power Investment Corp Ltd [26.9%]; Ningxia State-owned Investment Management Co Ltd [10.8%]; unknown [5.5%]; Maike Investment Holding Co Ltd [3.0%]; SAIF III MAURITIUS (CHINA INVESTMENTS) Ltd [1.9%]; Maike Metals International Ltd [1.0%]; Xi'an Yingtong Investment Co Ltd [0.3%]; Ningxia Guoyun Development Private Fund Partnership LP [0.3%]; Shanxi Yingbao Investment Co Ltd [0.2%] | 37.9238 | 105.9113 | L100000101209 | G100000108346 | https://www.gem.wiki/Qingtongxia_Aluminum_Works_power_station | Global Coal Plant Tracker - January 2026 |  | GEM Heat rate (Btu/kWh) ÷ 1000 | 热耗率来自GEM；其余运行参数继承参考Generators_data.csv的煤电设定
2216 | NX | 4 | 宁夏 | Wuzhong | Litong | 申能吴忠热电 | Shenery Wuzhong power station | Unit 1 | 煤电 | supercritical | 350 | operating | 2016 | Shenneng Wuzhong Thermal Power Co Ltd [100%] | Shenergy Co Ltd [95.0%]; GD POWER Development Co Ltd [5.0%] | 37.9374 | 106.1397 | L100000101210 | G100000103406 | https://www.gem.wiki/Shenery_Wuzhong_power_station | Global Coal Plant Tracker - January 2026 | yes | GEM Heat rate (Btu/kWh) ÷ 1000 | 热耗率来自GEM；其余运行参数继承参考Generators_data.csv的煤电设定
2217 | NX | 4 | 宁夏 | Wuzhong | Litong | 申能吴忠热电 | Shenery Wuzhong power station | Unit 2 | 煤电 | supercritical | 350 | operating | 2016 | Shenneng Wuzhong Thermal Power Co Ltd [100%] | Shenergy Co Ltd [95.0%]; GD POWER Development Co Ltd [5.0%] | 37.9374 | 106.1397 | L100000101210 | G100000103407 | https://www.gem.wiki/Shenery_Wuzhong_power_station | Global Coal Plant Tracker - January 2026 | yes | GEM Heat rate (Btu/kWh) ÷ 1000 | 热耗率来自GEM；其余运行参数继承参考Generators_data.csv的煤电设定
2218 | NX | 4 | 宁夏 | Shizuishan | Huinong | 宁夏石嘴山发电厂 | Shizuishan power station | Phase II Unit 1 | 煤电 | subcritical | 330 | operating | 2002 | Guoneng Ningxia Shizuishan Power Generation Co Ltd [100%] | China Energy Investment Corp [80.0%]; Ningxia State-owned Investment Management Co Ltd [17.9%]; Ningxia Guoyun Development Private Fund Partnership LP [2.1%] | 39.2848 | 106.789 | L100000101191 | G100000109297 | https://www.gem.wiki/Shizuishan_power_station | Global Coal Plant Tracker - January 2026 | yes | GEM Heat rate (Btu/kWh) ÷ 1000 | 热耗率来自GEM；其余运行参数继承参考Generators_data.csv的煤电设定
2219 | NX | 4 | 宁夏 | Shizuishan | Huinong | 宁夏石嘴山发电厂 | Shizuishan power station | Phase II Unit 2 | 煤电 | subcritical | 330 | operating | 2003 | Guoneng Ningxia Shizuishan Power Generation Co Ltd [100%] | China Energy Investment Corp [80.0%]; Ningxia State-owned Investment Management Co Ltd [17.9%]; Ningxia Guoyun Development Private Fund Partnership LP [2.1%] | 39.2848 | 106.789 | L100000101191 | G100000109298 | https://www.gem.wiki/Shizuishan_power_station | Global Coal Plant Tracker - January 2026 | yes | GEM Heat rate (Btu/kWh) ÷ 1000 | 热耗率来自GEM；其余运行参数继承参考Generators_data.csv的煤电设定
2220 | NX | 4 | 宁夏 | Shizuishan | Huinong | 宁夏石嘴山发电厂 | Shizuishan power station | Phase II Unit 3 | 煤电 | subcritical | 330 | operating | 2003 | Guoneng Ningxia Shizuishan Power Generation Co Ltd [100%] | China Energy Investment Corp [80.0%]; Ningxia State-owned Investment Management Co Ltd [17.9%]; Ningxia Guoyun Development Private Fund Partnership LP [2.1%] | 39.2848 | 106.789 | L100000101191 | G100000109299 | https://www.gem.wiki/Shizuishan_power_station | Global Coal Plant Tracker - January 2026 | yes | GEM Heat rate (Btu/kWh) ÷ 1000 | 热耗率来自GEM；其余运行参数继承参考Generators_data.csv的煤电设定
2221 | NX | 4 | 宁夏 | Shizuishan | Huinong | 宁夏石嘴山发电厂 | Shizuishan power station | Phase II Unit 4 | 煤电 | subcritical | 330 | operating | 2004 | Guoneng Ningxia Shizuishan Power Generation Co Ltd [100%] | China Energy Investment Corp [80.0%]; Ningxia State-owned Investment Management Co Ltd [17.9%]; Ningxia Guoyun Development Private Fund Partnership LP [2.1%] | 39.2848 | 106.789 | L100000101191 | G100000109300 | https://www.gem.wiki/Shizuishan_power_station | Global Coal Plant Tracker - January 2026 | yes | GEM Heat rate (Btu/kWh) ÷ 1000 | 热耗率来自GEM；其余运行参数继承参考Generators_data.csv的煤电设定
2222 | NX | 4 | 宁夏 | Shizuishan | Huinong | 宁夏石嘴山发电厂 | Shizuishan power station | Phase II Unit 5 | 煤电 | subcritical | 350 | operating | 2006 | Guoneng Shizuishan No.1 Power Generation Co Ltd [100%] | China Energy Investment Corp [60.0%]; Ningxia State-owned Investment Management Co Ltd [35.8%]; Ningxia Guoyun Development Private Fund Partnership LP [4.2%] | 39.2848 | 106.789 | L100000101191 | G100000109301 | https://www.gem.wiki/Shizuishan_power_station | Global Coal Plant Tracker - January 2026 | yes | GEM Heat rate (Btu/kWh) ÷ 1000 | 热耗率来自GEM；其余运行参数继承参考Generators_data.csv的煤电设定
2223 | NX | 4 | 宁夏 | Shizuishan | Huinong | 宁夏石嘴山发电厂 | Shizuishan power station | Phase II Unit 6 | 煤电 | subcritical | 350 | operating | 2006 | Guoneng Shizuishan No.1 Power Generation Co Ltd [100%] | China Energy Investment Corp [60.0%]; Ningxia State-owned Investment Management Co Ltd [35.8%]; Ningxia Guoyun Development Private Fund Partnership LP [4.2%] | 39.2848 | 106.789 | L100000101191 | G100000109302 | https://www.gem.wiki/Shizuishan_power_station | Global Coal Plant Tracker - January 2026 | yes | GEM Heat rate (Btu/kWh) ÷ 1000 | 热耗率来自GEM；其余运行参数继承参考Generators_data.csv的煤电设定
2224 | NX | 4 | 宁夏 | Yinchuan | Lingwu | 京能宁东发电公司水洞沟发电厂 | Shuidonggou power station | Unit 1 | 煤电 | supercritical | 600 | operating | 2011 | Ningxia Jingneng Ningdong Power Generation Co Ltd [100%] | Beijing Jingneng Power Co Ltd [65.0%]; Aluminum Corporation of China Ltd [24.8%]; Ningxia Huimin Investment and Financing Co Ltd [6.3%]; Beijing State-owned Capital Management Center [2.0%]; Ningxia State-owned Investment Management Co Ltd [1.7%]; Ningxia Guoyun Development Private Fund Partnership LP [0.2%] | 38.2144 | 106.5444 | L100000101213 | G100000109326 | https://www.gem.wiki/Shuidonggou_power_station | Global Coal Plant Tracker - January 2026 |  | GEM Heat rate (Btu/kWh) ÷ 1000 | 热耗率来自GEM；其余运行参数继承参考Generators_data.csv的煤电设定
2225 | NX | 4 | 宁夏 | Yinchuan | Lingwu | 京能宁东发电公司水洞沟发电厂 | Shuidonggou power station | Unit 2 | 煤电 | supercritical | 600 | operating | 2011 | Ningxia Jingneng Ningdong Power Generation Co Ltd [100%] | Beijing Jingneng Power Co Ltd [65.0%]; Aluminum Corporation of China Ltd [24.8%]; Ningxia Huimin Investment and Financing Co Ltd [6.3%]; Beijing State-owned Capital Management Center [2.0%]; Ningxia State-owned Investment Management Co Ltd [1.7%]; Ningxia Guoyun Development Private Fund Partnership LP [0.2%] | 38.2144 | 106.5444 | L100000101213 | G100000109327 | https://www.gem.wiki/Shuidonggou_power_station | Global Coal Plant Tracker - January 2026 |  | GEM Heat rate (Btu/kWh) ÷ 1000 | 热耗率来自GEM；其余运行参数继承参考Generators_data.csv的煤电设定
2226 | NX | 4 | 宁夏 | Wuzhong | Zhongning | 天元锰业自备热电厂 | Tianyuan Manganese power station | Unit 1 | 煤电 | supercritical | 350 | operating | 2022 | Ningxia Tianyuan Power Generation Co Ltd [100%] | Ningxia Tianyuan Manganese Industry Group Co Ltd [100.0%] | 37.6238 | 105.7342 | L100000101214 | G100000110152 | https://www.gem.wiki/Tianyuan_Manganese_power_station | Global Coal Plant Tracker - January 2026 | yes | GEM Heat rate (Btu/kWh) ÷ 1000 | 热耗率来自GEM；其余运行参数继承参考Generators_data.csv的煤电设定
2227 | NX | 4 | 宁夏 | Wuzhong | Zhongning | 天元锰业自备热电厂 | Tianyuan Manganese power station | Unit 2 | 煤电 | supercritical | 350 | operating | 2022 | Ningxia Tianyuan Power Generation Co Ltd [100%] | Ningxia Tianyuan Manganese Industry Group Co Ltd [100.0%] | 37.6238 | 105.7342 | L100000101214 | G100000110153 | https://www.gem.wiki/Tianyuan_Manganese_power_station | Global Coal Plant Tracker - January 2026 | yes | GEM Heat rate (Btu/kWh) ÷ 1000 | 热耗率来自GEM；其余运行参数继承参考Generators_data.csv的煤电设定
2228 | NX | 4 | 宁夏 | Yinchuan | Xixia | 宁夏电投西夏热电厂 | Xixia Ningxia power station | Phase I Unit 1 | 煤电 | subcritical | 200 | operating | 2008 | Ningxia Power Investment Yinchuan Thermal Power Co Ltd [100%] | Ningxia State-owned Investment Management Co Ltd [89.4%]; Ningxia Guoyun Development Private Fund Partnership LP [10.6%] | 38.4428 | 106.1237 | L100000101216 | G100000111224 | https://www.gem.wiki/Xixia_Ningxia_power_station | Global Coal Plant Tracker - January 2026 | yes | GEM Heat rate (Btu/kWh) ÷ 1000 | 热耗率来自GEM；其余运行参数继承参考Generators_data.csv的煤电设定
2229 | NX | 4 | 宁夏 | Yinchuan | Xixia | 宁夏电投西夏热电厂 | Xixia Ningxia power station | Phase I Unit 2 | 煤电 | subcritical | 200 | operating | 2008 | Ningxia Power Investment Yinchuan Thermal Power Co Ltd [100%] | Ningxia State-owned Investment Management Co Ltd [89.4%]; Ningxia Guoyun Development Private Fund Partnership LP [10.6%] | 38.4428 | 106.1237 | L100000101216 | G100000111225 | https://www.gem.wiki/Xixia_Ningxia_power_station | Global Coal Plant Tracker - January 2026 | yes | GEM Heat rate (Btu/kWh) ÷ 1000 | 热耗率来自GEM；其余运行参数继承参考Generators_data.csv的煤电设定
2230 | NX | 4 | 宁夏 | Yinchuan | Xixia District | 宁夏电投西夏热电厂 | Xixia Ningxia power station | Phase II Unit 3 | 煤电 | supercritical | 350 | operating | 2018 | Ningxia Power Investment Yinchuan Thermal Power Co Ltd [100%] | Ningxia State-owned Investment Management Co Ltd [89.4%]; Ningxia Guoyun Development Private Fund Partnership LP [10.6%] | 38.4447 | 106.1258 | L100000101216 | G100000111226 | https://www.gem.wiki/Xixia_Ningxia_power_station | Global Coal Plant Tracker - January 2026 | yes | GEM Heat rate (Btu/kWh) ÷ 1000 | 热耗率来自GEM；其余运行参数继承参考Generators_data.csv的煤电设定
2231 | NX | 4 | 宁夏 | Yinchuan | Xixia District | 宁夏电投西夏热电厂 | Xixia Ningxia power station | Phase II Unit 4 | 煤电 | supercritical | 350 | operating | 2018 | Ningxia Power Investment Yinchuan Thermal Power Co Ltd [100%] | Ningxia State-owned Investment Management Co Ltd [89.4%]; Ningxia Guoyun Development Private Fund Partnership LP [10.6%] | 38.4447 | 106.1258 | L100000101216 | G100000111227 | https://www.gem.wiki/Xixia_Ningxia_power_station | Global Coal Plant Tracker - January 2026 | yes | GEM Heat rate (Btu/kWh) ÷ 1000 | 热耗率来自GEM；其余运行参数继承参考Generators_data.csv的煤电设定
2232 | NX | 4 | 宁夏 | Yinchuan | Lingwu | 中铝宁夏银星发电厂 | Yinxing power station | Unit 1 | 煤电 | ultra-supercritical | 660 | operating | 2017 | Ningxia Yinxing Power Generation Co Ltd [100%] | Zhejiang Zheneng Electric Power Co Ltd [49.0%]; Aluminum Corporation of China Ltd [36.1%]; Ningxia Huimin Investment and Financing Co Ltd [9.2%]; Beijing State-owned Capital Management Center [2.9%]; Ningxia State-owned Investment Management Co Ltd [2.5%]; Ningxia Guoyun Development Private Fund Partnership LP [0.3%] | 37.7274 | 106.7409 | L100000101218 | G100000111405 | https://www.gem.wiki/Yinxing_power_station | Global Coal Plant Tracker - January 2026 | yes | GEM Heat rate (Btu/kWh) ÷ 1000 | 热耗率来自GEM；其余运行参数继承参考Generators_data.csv的煤电设定
2233 | NX | 4 | 宁夏 | Yinchuan | Lingwu | 中铝宁夏银星发电厂 | Yinxing power station | Unit 2 | 煤电 | ultra-supercritical | 660 | operating | 2017 | Ningxia Yinxing Power Generation Co Ltd [100%] | Zhejiang Zheneng Electric Power Co Ltd [49.0%]; Aluminum Corporation of China Ltd [36.1%]; Ningxia Huimin Investment and Financing Co Ltd [9.2%]; Beijing State-owned Capital Management Center [2.9%]; Ningxia State-owned Investment Management Co Ltd [2.5%]; Ningxia Guoyun Development Private Fund Partnership LP [0.3%] | 37.7274 | 106.7409 | L100000101218 | G100000111406 | https://www.gem.wiki/Yinxing_power_station | Global Coal Plant Tracker - January 2026 | yes | GEM Heat rate (Btu/kWh) ÷ 1000 | 热耗率来自GEM；其余运行参数继承参考Generators_data.csv的煤电设定
2234 | NX | 4 | 宁夏 | Yinchuan | Lingwu | 神华国能宁夏鸳鸯湖发电厂 | Yuanyang Lake power station | Phase I Unit 1 | 煤电 | supercritical | 660 | operating | 2010 | Guoneng Ningxia Yuanyanghu No.1 Power Generation Co Ltd [100%] | China Energy Investment Corp [100.0%] | 38.0575 | 106.6914 | L100000101219 | G100000111451 | https://www.gem.wiki/Yuanyang_Lake_power_station | Global Coal Plant Tracker - January 2026 |  | GEM Heat rate (Btu/kWh) ÷ 1000 | 热耗率来自GEM；其余运行参数继承参考Generators_data.csv的煤电设定
2235 | NX | 4 | 宁夏 | Yinchuan | Lingwu | 神华国能宁夏鸳鸯湖发电厂 | Yuanyang Lake power station | Phase I Unit 2 | 煤电 | supercritical | 660 | operating | 2011 | Guoneng Ningxia Yuanyanghu No.1 Power Generation Co Ltd [100%] | China Energy Investment Corp [100.0%] | 38.0575 | 106.6914 | L100000101219 | G100000111452 | https://www.gem.wiki/Yuanyang_Lake_power_station | Global Coal Plant Tracker - January 2026 |  | GEM Heat rate (Btu/kWh) ÷ 1000 | 热耗率来自GEM；其余运行参数继承参考Generators_data.csv的煤电设定
2236 | NX | 4 | 宁夏 | Yinchuan | Lingwu | 神华国能宁夏鸳鸯湖发电厂 | Yuanyang Lake power station | Phase II Unit 3 | 煤电 | ultra-supercritical | 1100 | operating | 2019 | Guoneng Ningxia Yuanyanghu No.2 Power Generation Co Ltd [100%] | China Energy Investment Corp [56.0%]; Ningdong Energy and Chemical Base Committee [35.8%]; Zhejiang Zheneng Electric Power Co Ltd [5.0%]; China Development Bank Corp [3.1%]; unknown [0.1%] | 38.0575 | 106.6914 | L100000101219 | G100000111453 | https://www.gem.wiki/Yuanyang_Lake_power_station | Global Coal Plant Tracker - January 2026 |  | GEM Heat rate (Btu/kWh) ÷ 1000 | 热耗率来自GEM；其余运行参数继承参考Generators_data.csv的煤电设定
2237 | NX | 4 | 宁夏 | Yinchuan | Lingwu | 神华国能宁夏鸳鸯湖发电厂 | Yuanyang Lake power station | Phase II Unit 4 | 煤电 | ultra-supercritical | 1100 | operating | 2019 | Guoneng Ningxia Yuanyanghu No.2 Power Generation Co Ltd [100%] | China Energy Investment Corp [56.0%]; Ningdong Energy and Chemical Base Committee [35.8%]; Zhejiang Zheneng Electric Power Co Ltd [5.0%]; China Development Bank Corp [3.1%]; unknown [0.1%] | 38.0575 | 106.6914 | L100000101219 | G100000111454 | https://www.gem.wiki/Yuanyang_Lake_power_station | Global Coal Plant Tracker - January 2026 |  | GEM Heat rate (Btu/kWh) ÷ 1000 | 热耗率来自GEM；其余运行参数继承参考Generators_data.csv的煤电设定
2238 | NX | 4 | 宁夏 | Wuzhong | Zhongwei | 中卫热电厂 | Zhongwei power station | Unit 1 | 煤电 | supercritical | 350 | operating | 2016 | Guoneng Zhongwei Thermal Power Co Ltd [100%] | China Energy Investment Corp [76.0%]; Ningxia State-owned Investment Management Co Ltd [24.0%] | 37.6226 | 105.2352 | L100000101186 | G100000101785 | https://www.gem.wiki/Zhongwei_power_station | Global Coal Plant Tracker - January 2026 | yes | GEM Heat rate (Btu/kWh) ÷ 1000 | 热耗率来自GEM；其余运行参数继承参考Generators_data.csv的煤电设定
2239 | NX | 4 | 宁夏 | Wuzhong | Zhongwei | 中卫热电厂 | Zhongwei power station | Unit 2 | 煤电 | supercritical | 350 | operating | 2016 | Guoneng Zhongwei Thermal Power Co Ltd [100%] | China Energy Investment Corp [76.0%]; Ningxia State-owned Investment Management Co Ltd [24.0%] | 37.6226 | 105.2352 | L100000101186 | G100000101786 | https://www.gem.wiki/Zhongwei_power_station | Global Coal Plant Tracker - January 2026 | yes | GEM Heat rate (Btu/kWh) ÷ 1000 | 热耗率来自GEM；其余运行参数继承参考Generators_data.csv的煤电设定
2240 | NX | 4 | 宁夏 | Shizuishan | Huinong District | 中节能尚德一期10兆瓦光伏并网发电项目 | CECEP Suntech solar project | -- | 光伏 | PV | 10 | operating | 2010 |  |  | 39.1661 | 106.6357 | L100001010928 | G100001012300 | https://www.gem.wiki/CECEP_Suntech_solar_project | Global Solar Power Tracker - February 2026 |  | 不适用 | 运行参数继承参考Generators_data.csv的风电/光伏设定
2241 | NX | 4 | 宁夏 | Zhongwei | Shapotou District | 中节能中卫三期光伏电站项目 | CECEP Zhongwei solar project | -- | 光伏 | PV | 10 | operating | 2015 |  |  | 37.5157 | 105.1685 | L100001010936 | G100001012308 | https://www.gem.wiki/CECEP_Zhongwei_solar_project | Global Solar Power Tracker - February 2026 |  | 不适用 | 运行参数继承参考Generators_data.csv的风电/光伏设定
2242 | NX | 4 | 宁夏 | Wuzhong | Hongsibao District | 中国节能投资公司太阳山10MWp光伏并网发电项目 | China Energy Conservation Investment Corporation Taiyangshan solar project | -- | 光伏 | PV | 10 | operating | 2010 |  |  | 37.3424 | 106.1479 | L100001011159 | G100001012531 | https://www.gem.wiki/China_Energy_Conservation_Investment_Corporation_Taiyangshan_solar_project | Global Solar Power Tracker - February 2026 |  | 不适用 | 运行参数继承参考Generators_data.csv的风电/光伏设定
2243 | NX | 4 | 宁夏 |  |  |  | Dawukou A solar project | -- | 光伏 | Assumed PV | 10.5 | operating | 2014 |  |  | 38.9860 | 106.4760 | L100000828573 | G100000832248 | https://www.gem.wiki/Dawukou_A_solar_project | Global Solar Power Tracker - February 2026 |  | 不适用 | 运行参数继承参考Generators_data.csv的风电/光伏设定
2244 | NX | 4 | 宁夏 |  |  |  | Fangjiagou solar project | -- | 光伏 | Assumed PV | 8 | operating | 2013 |  |  | 37.6740 | 106.5420 | L100000828574 | G100000832249 | https://www.gem.wiki/Fangjiagou_solar_project | Global Solar Power Tracker - February 2026 |  | 不适用 | 运行参数继承参考Generators_data.csv的风电/光伏设定
2245 | NX | 4 | 宁夏 | Wuzhong | Hongsibao District | 国电电力吴忠太阳山风光储发电项目（光伏） | Guodian Electric Power Wuzhong Taiyangshan Wind Solar and Storage solar project | -- | 光伏 | PV | 10.3 | operating | 2015 |  |  | 37.3424 | 106.1479 | L100001011742 | G100001013120 | https://www.gem.wiki/Guodian_Electric_Power_Wuzhong_Taiyangshan_Wind_Solar_and_Storage_solar_project | Global Solar Power Tracker - February 2026 |  | 不适用 | 运行参数继承参考Generators_data.csv的风电/光伏设定
2246 | NX | 4 | 宁夏 | Zhongwei | Shapotou District | 国电电力中卫光伏并网电站10MWp | Guodian Power Zhongwei solar project | -- | 光伏 | PV | 10 | operating | 2011 |  |  | 37.5157 | 105.1685 | L100001011748 | G100001013126 | https://www.gem.wiki/Guodian_Power_Zhongwei_solar_project | Global Solar Power Tracker - February 2026 |  | 不适用 | 运行参数继承参考Generators_data.csv的风电/光伏设定
2247 | NX | 4 | 宁夏 |  |  |  | Jinggou solar project | -- | 光伏 | Assumed PV | 10.5 | operating | 2011 |  |  | 37.9420 | 105.8230 | L100000828575 | G100000832250 | https://www.gem.wiki/Jinggou_solar_project | Global Solar Power Tracker - February 2026 |  | 不适用 | 运行参数继承参考Generators_data.csv的风电/光伏设定
2248 | NX | 4 | 宁夏 |  |  | 乐叶光伏能源（宁夏）有限公司4.5MWp分布式光伏发电项目 | Leye Photovoltaic Energy solar project | -- | 光伏 | PV | 4.5 | operating | 2017 |  |  | 37.0000 | 106.0000 | L100001013157 | G100001014538 | https://www.gem.wiki/Leye_Photovoltaic_Energy_solar_project | Global Solar Power Tracker - February 2026 |  | 不适用 | 运行参数继承参考Generators_data.csv的风电/光伏设定
2249 | NX | 4 | 宁夏 |  |  |  | Luoshitan F solar project | -- | 光伏 | Assumed PV | 9 | operating | 2022 |  |  | 39.3414 | 106.7224 | L100000828576 | G100000832251 | https://www.gem.wiki/Luoshitan_F_solar_project | Global Solar Power Tracker - February 2026 |  | 不适用 | 运行参数继承参考Generators_data.csv的风电/光伏设定
2250 | NX | 4 | 宁夏 |  |  |  | Machanghu solar project | -- | 光伏 | Assumed PV | 10 | operating | 2014 |  |  | 37.5270 | 105.0750 | L100000828577 | G100000832252 | https://www.gem.wiki/Machanghu_solar_project | Global Solar Power Tracker - February 2026 |  | 不适用 | 运行参数继承参考Generators_data.csv的风电/光伏设定
2251 | NX | 4 | 宁夏 |  |  |  | Majiatan C solar project | -- | 光伏 | Assumed PV | 14.7 | operating | 2018 |  |  | 37.8350 | 106.8804 | L100000828578 | G100000832253 | https://www.gem.wiki/Majiatan_C_solar_project | Global Solar Power Tracker - February 2026 |  | 不适用 | 运行参数继承参考Generators_data.csv的风电/光伏设定
2252 | NX | 4 | 宁夏 |  |  |  | Majiatan D solar project | -- | 光伏 | Assumed PV | 6 | operating | 2020 |  |  | 37.8201 | 106.7120 | L100000828579 | G100000832254 | https://www.gem.wiki/Majiatan_D_solar_project | Global Solar Power Tracker - February 2026 |  | 不适用 | 运行参数继承参考Generators_data.csv的风电/光伏设定
2253 | NX | 4 | 宁夏 |  |  |  | Majiatan E solar project | -- | 光伏 | Assumed PV | 5 | operating | 2021 |  |  | 37.7660 | 106.7260 | L100000828580 | G100000832255 | https://www.gem.wiki/Majiatan_E_solar_project | Global Solar Power Tracker - February 2026 |  | 不适用 | 运行参数继承参考Generators_data.csv的风电/光伏设定
2254 | NX | 4 | 宁夏 |  |  | 宁东6兆瓦分布式光伏发电项目 | Ningdong solar project | -- | 光伏 | PV | 6 | operating | 2017 |  |  | 37.0000 | 106.0000 | L100001013613 | G100001014995 | https://www.gem.wiki/Ningdong_solar_project | Global Solar Power Tracker - February 2026 |  | 不适用 | 运行参数继承参考Generators_data.csv的风电/光伏设定
2255 | NX | 4 | 宁夏 | Wuzhong | Hongsibu District | 湖南能源集团红寺堡区10万千瓦光伏发电项目 | Ningxia - Hunan Power Export (Hunan Energy) 100 MW solar farm | -- | 光伏 | PV | 100 | operating | 2024 | Hunan Energy Investment Group Co Ltd |  | 37.4296 | 105.9040 | L100001019512 | G100001022065 | https://www.gem.wiki/Ningxia_-_Hunan_Power_Export_(Hunan_Energy)_100_MW_solar_farm | Global Solar Power Tracker - February 2026 |  | 不适用 | 运行参数继承参考Generators_data.csv的风电/光伏设定
2256 | NX | 4 | 宁夏 | Wuzhong | Hongsibu District | 红寺堡200兆瓦光伏复合项目, 宁电入湘中车株洲所红寺堡100万kW光伏发电项目 | Ningxia - Hunan Power Export Hongsibao (China Railcar Zhuzhou) solar farm | 1 | 光伏 | PV | 200 | operating |  |  | Wuzhong Hongsibao Shidai Photovoltaic Power Generation | 37.3510 | 106.0540 | L100000827095 | G100000830538 | https://www.gem.wiki/Ningxia_-_Hunan_Power_Export_Hongsibao_(China_Railcar_Zhuzhou)_solar_farm | Global Solar Power Tracker - February 2026 |  | 不适用 | 运行参数继承参考Generators_data.csv的风电/光伏设定
2257 | NX | 4 | 宁夏 | Wuzhong | Hongsibu District | 宁电入湘中五凌电力红寺堡100万kW光伏发电项目 | Ningxia - Hunan Power Export Hongsibao (Wuling Power) solar farm | 1 | 光伏 | PV | 100 | operating | 2023 | Wuling Power Co Ltd [100%] |  | 37.4246 | 106.0050 | L100000827098 | G100000830541 | https://www.gem.wiki/Ningxia_-_Hunan_Power_Export_Hongsibao_(Wuling_Power)_solar_farm | Global Solar Power Tracker - February 2026 |  | 不适用 | 运行参数继承参考Generators_data.csv的风电/光伏设定
2258 | NX | 4 | 宁夏 | Wuzhong | Hongsibu District | 湖南能源集团红寺堡区新能源基地300万千瓦光伏复合发电项目（一期100万千瓦） | Ningxia - Hunan Power Export Hongsibu (Hunan Investment) solar farm | 1 | 光伏 | PV | 1000 | operating | 2025 | Hunan Xiangtou Holdings Co Ltd [100%] | Hunan Investment New Energy (Ningxia) | 37.4759 | 106.0262 | L100000827096 | G100000830539 | https://www.gem.wiki/Ningxia_-_Hunan_Power_Export_Hongsibao_(Hunan_Xiangtou)_solar_farm | Global Solar Power Tracker - February 2026 |  | 不适用 | 运行参数继承参考Generators_data.csv的风电/光伏设定
2259 | NX | 4 | 宁夏 | Zhongwei | Shapotou District | 宁电入湘”电源配套腾格里沙漠新能源基地光伏复合项目 | Ningxia - Hunan Power Export Tengger Desert solar farm | 1 | 光伏 | PV | 1000 | operating | 2023 | Ningxia Longyuan New Energy Co Ltd [100%] | Zhongwei Longyuan New Energy | 37.5187 | 104.8667 | L100000827099 | G100000830542 | https://www.gem.wiki/Ningxia_-_Hunan_Power_Export_Tengger_Desert_solar_farm | Global Solar Power Tracker - February 2026 |  | 不适用 | 运行参数继承参考Generators_data.csv的风电/光伏设定
2260 | NX | 4 | 宁夏 | Zhongwei | Shapotou District | 宁电入湘”电源配套腾格里沙漠新能源基地光伏复合项目, 宁电入湘”电源配套腾格里沙漠新能源基地光伏复合项目 | Ningxia - Hunan Power Export Tengger Desert solar farm | 2 | 光伏 | PV | 2000 | operating | 2025 | Ningxia Longyuan New Energy Co Ltd [100%] | Zhongwei Longyuan New Energy | 37.5086 | 104.6525 | L100000827099 | G100000830543 | https://www.gem.wiki/Ningxia_-_Hunan_Power_Export_Tengger_Desert_solar_farm | Global Solar Power Tracker - February 2026 |  | 不适用 | 运行参数继承参考Generators_data.csv的风电/光伏设定
2261 | NX | 4 | 宁夏 | Yinchuan | Lingwu City | 国能灵绍直流配套灵武200万千瓦复合光伏基地项目 | Ningxia - Zhejiang Power Export Lingwu solar farm | North area | 光伏 | PV | 1000 | operating | 2024 | China Energy Investment Group Ningxia Power LTD New Energy Branch Co |  | 37.7737 | 106.7706 | L100000828581 | G100000832258 | https://www.gem.wiki/Ningxia_-_Zhejiang_Power_Export_Lingwu_solar_farm | Global Solar Power Tracker - February 2026 |  | 不适用 | 运行参数继承参考Generators_data.csv的风电/光伏设定
2262 | NX | 4 | 宁夏 | Yinchuan | Lingwu City |  | Ningxia - Zhejiang Power Export Lingwu solar farm | South area | 光伏 | PV | 1000 | operating | 2024 | China Energy Investment Group Ningxia Power Co Ltd |  | 37.8341 | 106.3769 | L100000828581 | G100001006321 | https://www.gem.wiki/Ningxia_-_Zhejiang_Power_Export_Lingwu_solar_farm | Global Solar Power Tracker - February 2026 |  | 不适用 | 运行参数继承参考Generators_data.csv的风电/光伏设定
2263 | NX | 4 | 宁夏 | Yinchuan | Lingwu City | 宁夏电力宁东200万千瓦复合光伏基地项目 | Ningxia - Zhejiang Power Export Ningdong solar farm | -- | 光伏 | PV | 1500 | operating | 2023 | China Energy Investment Group Ningxia Power Co Ltd [100%] |  | 38.0373 | 106.7178 | L100000810889 | G100000813332 | https://www.gem.wiki/Ningxia_-_Zhejiang_Power_Export_Ningdong_solar_farm | Global Solar Power Tracker - February 2026 |  | 不适用 | 运行参数继承参考Generators_data.csv的风电/光伏设定
2264 | NX | 4 | 宁夏 |  |  | 宁夏百润阳光新能源有限公司 | Ningxia Bairun Sunshine New Energy solar project | -- | 光伏 | PV | 5 | operating | 2018 |  |  | 37.0000 | 106.0000 | L100001013628 | G100001015010 | https://www.gem.wiki/Ningxia_Bairun_Sunshine_New_Energy_solar_project | Global Solar Power Tracker - February 2026 |  | 不适用 | 运行参数继承参考Generators_data.csv的风电/光伏设定
2265 | NX | 4 | 宁夏 | Shizuishan | Huinong District | 宁夏长和阳光惠农光伏电站项目 | Ningxia Changhe Sunshine Huinong solar project | -- | 光伏 | PV | 10 | operating | 2017 |  |  | 39.1661 | 106.6357 | L100001013629 | G100001015011 | https://www.gem.wiki/Ningxia_Changhe_Sunshine_Huinong_solar_project | Global Solar Power Tracker - February 2026 |  | 不适用 | 运行参数继承参考Generators_data.csv的风电/光伏设定
2266 | NX | 4 | 宁夏 | Shizuishan | Dawukou District | 华润大武口长胜20MWp光伏复合项目 | Ningxia Dawukou Changshen solar farm | -- | 光伏 | PV | 20 | operating | 2021 | China Resources Power New Energy Investment Co Ltd [100%] | China Resources New Energy Investment | 38.9401 | 106.2812 | L100000810882 | G100000813325 | https://www.gem.wiki/Ningxia_Dawukou_Changshen_solar_farm | Global Solar Power Tracker - February 2026 |  | 不适用 | 运行参数继承参考Generators_data.csv的风电/光伏设定
2267 | NX | 4 | 宁夏 | Shizuishan | Dawukou District | 国家能源集团宁夏煤业有限责任公司5.9兆瓦分布式光伏发电项目 | Ningxia Dawukou National Energy Group Coal solar project I | -- | 光伏 | Assumed PV | 5.9 | operating |  |  |  | 39.0187 | 106.3630 | L100001031176 | G100001036448 | https://www.gem.wiki/Ningxia_Dawukou_National_Energy_Group_Coal_solar_project_I | Global Solar Power Tracker - February 2026 |  | 不适用 | 运行参数继承参考Generators_data.csv的风电/光伏设定
2268 | NX | 4 | 宁夏 | Shizuishan | Dawukou District | 国家能源集团宁夏煤业有限责任公司5.7兆瓦分布式光伏发电项目 | Ningxia Dawukou National Energy Group Coal solar project II | -- | 光伏 | Assumed PV | 5.7 | operating |  |  |  | 39.0187 | 106.3630 | L100001031177 | G100001036449 | https://www.gem.wiki/Ningxia_Dawukou_National_Energy_Group_Coal_solar_project_II | Global Solar Power Tracker - February 2026 |  | 不适用 | 运行参数继承参考Generators_data.csv的风电/光伏设定
2269 | NX | 4 | 宁夏 | Shizuishan | Dawukou District | 国家能源集团宁夏煤业有限责任公司2.6兆瓦分布式光伏发电三期项目 | Ningxia Dawukou National Energy Group Coal solar project III | -- | 光伏 | Assumed PV | 2.6 | operating |  |  |  | 39.0187 | 106.3630 | L100001031178 | G100001036450 | https://www.gem.wiki/Ningxia_Dawukou_National_Energy_Group_Coal_solar_project_III | Global Solar Power Tracker - February 2026 |  | 不适用 | 运行参数继承参考Generators_data.csv的风电/光伏设定
2270 | NX | 4 | 宁夏 | Shizuishan | Dawukou District | 国家能源集团宁夏煤业有限责任公司3兆瓦分布式光伏发电二期项目 | Ningxia Dawukou National Energy Group Coal solar project IV | -- | 光伏 | Assumed PV | 3 | operating |  |  |  | 39.0187 | 106.3630 | L100001031179 | G100001036451 | https://www.gem.wiki/Ningxia_Dawukou_National_Energy_Group_Coal_solar_project_IV | Global Solar Power Tracker - February 2026 |  | 不适用 | 运行参数继承参考Generators_data.csv的风电/光伏设定
2271 | NX | 4 | 宁夏 | Wuzhong | Hongsibao District | 宁夏电力投资公司太阳山10MWp光伏并网发电项目 | Ningxia Electric Power Investment Taiyangshan solar project | -- | 光伏 | PV | 10 | operating | 2011 |  |  | 37.3424 | 106.1479 | L100001013630 | G100001015012 | https://www.gem.wiki/Ningxia_Electric_Power_Investment_Taiyangshan_solar_project | Global Solar Power Tracker - February 2026 |  | 不适用 | 运行参数继承参考Generators_data.csv的风电/光伏设定
2272 | NX | 4 | 宁夏 | Wuzhong | Yanchi | 宁夏发电集团高沙窝光伏发电一期10MWp工程项目 | Ningxia Group Gaoshawo solar project | -- | 光伏 | PV | 10 | operating | 2011 |  |  | 37.6215 | 107.0519 | L100001013631 | G100001015013 | https://www.gem.wiki/Ningxia_Group_Gaoshawo_solar_project | Global Solar Power Tracker - February 2026 |  | 不适用 | 运行参数继承参考Generators_data.csv的风电/光伏设定
2273 | NX | 4 | 宁夏 | Wuzhong | Hongsibao District | 宁夏发电集团太阳山光伏并网电站二期10MWp工程项目 | Ningxia Group Taiyangshan solar project | -- | 光伏 | PV | 10 | operating | 2011 |  |  | 37.3424 | 106.1479 | L100001013632 | G100001015014 | https://www.gem.wiki/Ningxia_Group_Taiyangshan_solar_project | Global Solar Power Tracker - February 2026 |  | 不适用 | 运行参数继承参考Generators_data.csv的风电/光伏设定
2274 | NX | 4 | 宁夏 | Guyuan | Yuanzhou District | 宁夏发电集团头营光伏并网10MWp工程项目 | Ningxia Group Touying Photovoltaic solar project | -- | 光伏 | PV | 9.5 | operating | 2012 |  |  | 36.1752 | 106.2425 | L100001013633 | G100001015015 | https://www.gem.wiki/Ningxia_Group_Touying_Photovoltaic_solar_project | Global Solar Power Tracker - February 2026 |  | 不适用 | 运行参数继承参考Generators_data.csv的风电/光伏设定
2275 | NX | 4 | 宁夏 | Shizuishan | Dawukou District | 宁夏国电大武口光伏并网电站一期10MWp项目 | Ningxia Guodian Dawukou solar project | -- | 光伏 | PV | 10 | operating | 2011 |  |  | 39.0755 | 106.2615 | L100001013634 | G100001015016 | https://www.gem.wiki/Ningxia_Guodian_Dawukou_solar_project | Global Solar Power Tracker - February 2026 |  | 不适用 | 运行参数继承参考Generators_data.csv的风电/光伏设定
2276 | NX | 4 | 宁夏 | Zhongwei | Haiyuan | 华润海原范台村60MWp光伏复合项目 | Ningxia Haiyuan Fantaicun solar farm | -- | 光伏 | PV | 60 | operating | 2020 | China Resources Power New Energy Investment Co Ltd [100%] | China Resources Wind Power (Haiyuan) | 36.6461 | 105.3933 | L100000803026 | G100000803515 | https://www.gem.wiki/Ningxia_Haiyuan_Fantaicun_solar_farm | Global Solar Power Tracker - February 2026 |  | 不适用 | 运行参数继承参考Generators_data.csv的风电/光伏设定
2277 | NX | 4 | 宁夏 | Zhongwei | Haiyuan | 华润海原付套村30MWp光伏复合项目 | Ningxia Haiyuan Futaocun solar farm | -- | 光伏 | PV | 30 | operating | 2020 | China Resources Power New Energy Investment Co Ltd [100%] | China Resources Wind Power (Haiyuan) | 36.6447 | 105.4780 | L100000803027 | G100000803516 | https://www.gem.wiki/Ningxia_Haiyuan_Futaocun_solar_farm | Global Solar Power Tracker - February 2026 |  | 不适用 | 运行参数继承参考Generators_data.csv的风电/光伏设定
2278 | NX | 4 | 宁夏 | Zhongwei | Haiyuan | 海原县振发光伏电力有限公司甘盐池一 期 50MWp 光伏发电项目 | Ningxia Haiyuan Ganyanchi Zhenfa solar farm | 1 | 光伏 | PV | 50 | operating | 2014 | Zha Zhengyou [80%]; Zha Zhengfa [20%] | Zhenfa Solar Energy Technology | 36.6661 | 105.2624 | L100000802128 | G100000802516 | https://www.gem.wiki/Ningxia_Haiyuan_Ganyanchi_Zhenfa_solar_farm | Global Solar Power Tracker - February 2026 |  | 不适用 | 运行参数继承参考Generators_data.csv的风电/光伏设定
2279 | NX | 4 | 宁夏 | Zhongwei | Haiyuan | 海原振发甘盐池光伏电站项目 | Ningxia Haiyuan Ganyanchi Zhenfa solar farm | 2 | 光伏 | PV | 50 | operating | 2017 | Ningxia Hanguang New Energy Co Ltd [100%] | Haiyuan Zhenfa Photovoltaic Power | 37.9971 | 106.1943 | L100000802128 | G100000803491 | https://www.gem.wiki/Ningxia_Haiyuan_Ganyanchi_Zhenfa_solar_farm | Global Solar Power Tracker - February 2026 |  | 不适用 | 运行参数继承参考Generators_data.csv的风电/光伏设定
2280 | NX | 4 | 宁夏 | Zhongwei | Haiyuan | 海原县甘盐池(二期)50MW发电项目 | Ningxia Haiyuan Ganyanchi Zhenxing solar farm | -- | 光伏 | PV | 50 | operating | 2018 | Jiangsu Zhongdao Electric Power Co Ltd [20%]; Ningxia Hanguang New Energy Co Ltd [80%] | Haiyuan Zhenxing Photovoltaic Power Generation | 36.6603 | 105.2698 | L100000803022 | G100000803511 | https://www.gem.wiki/Ningxia_Haiyuan_Ganyanchi_Zhenxing_solar_farm | Global Solar Power Tracker - February 2026 |  | 不适用 | 运行参数继承参考Generators_data.csv的风电/光伏设定
2281 | NX | 4 | 宁夏 | Zhongwei | Haiyuan | 中科嘉业海原高崖200MWp光伏发电项目 | Ningxia Haiyuan Gaoyazhen solar farm | -- | 光伏 | PV | 200 | operating | 2020 | Ningxia Yun'ao New Energy Co Ltd [100%] | Ningxia Shentuo New Energy | 36.8357 | 105.9813 | L100000810883 | G100000813326 | https://www.gem.wiki/Ningxia_Haiyuan_Gaoyazhen_solar_farm | Global Solar Power Tracker - February 2026 |  | 不适用 | 运行参数继承参考Generators_data.csv的风电/光伏设定
2282 | NX | 4 | 宁夏 | Zhongwei | Haiyuan | 宁夏海原京能二期20MWp光伏发电项目 | Ningxia Haiyuan Guanqiao (Jingneng) solar farm | 2 | 光伏 | PV | 20 | operating | 2020 | Beijing Jingneng Clean Energy Power Co Ltd [100%] | Ningxia Haiyuan Jingneng New Energy | 36.7801 | 105.7905 | L100000810884 | G100000813327 | https://www.gem.wiki/Ningxia_Haiyuan_Guanqiao_(Jingneng)_solar_farm | Global Solar Power Tracker - February 2026 |  | 不适用 | 运行参数继承参考Generators_data.csv的风电/光伏设定
2283 | NX | 4 | 宁夏 | Zhongwei | Haiyuan | 华润海原呱呱山90兆瓦风光储一体化乡村振兴试点示范光伏项目 | Ningxia Haiyuan Gugushan solar farm | -- | 光伏 | PV | 90 | operating | 2025 | China Resources Wind Power (Haiyuan) Co Ltd |  | 36.6790 | 106.0760 | L100001020100 | G100001022876 | https://www.gem.wiki/Ningxia_Haiyuan_Gugushan_solar_farm | Global Solar Power Tracker - February 2026 |  | 不适用 | 运行参数继承参考Generators_data.csv的风电/光伏设定
2284 | NX | 4 | 宁夏 | Zhongwei | Haiyuan | 华润海原尖尖山30MWp光伏复合项目 | Ningxia Haiyuan Jianjianshan (Huarun) solar farm | -- | 光伏 | PV | 30 | operating | 2020 | China Resources Power New Energy Investment Co Ltd [100%] | China Resources Wind Power (Haiyuan) | 36.6025 | 105.5038 | L100000810885 | G100000813328 | https://www.gem.wiki/Ningxia_Haiyuan_Jianjianshan_(Huarun)_solar_farm | Global Solar Power Tracker - February 2026 |  | 不适用 | 运行参数继承参考Generators_data.csv的风电/光伏设定
2285 | NX | 4 | 宁夏 | Zhongwei | Haiyuan | 华润海原金桥湾100MW光伏复合项目 | Ningxia Haiyuan Jinqiaowan solar farm | -- | 光伏 | PV | 100 | operating | 2023 |  | China Resources Windpower (Haiyuan) | 36.7750 | 105.7950 | L100000828583 | G100000832260 | https://www.gem.wiki/Ningxia_Haiyuan_Jinqiaowan_solar_farm | Global Solar Power Tracker - February 2026 |  | 不适用 | 运行参数继承参考Generators_data.csv的风电/光伏设定
2286 | NX | 4 | 宁夏 | Zhongwei | Haiyuan | 海原县振原光伏发电中卫三河镇光伏电站项目30.0MW发电工程 | Ningxia Haiyuan Sanhe Zhenyuan solar farm | -- | 光伏 | PV | 30 | operating | 2015 | Cecep Solar Energy Technology Co Ltd [100%] | Haiyuan Zhenyuan Photovoltaic Power | 36.3687 | 106.0867 | L100000803304 | G100000803810 | https://www.gem.wiki/Ningxia_Haiyuan_Sanhe_Zhenyuan_solar_farm | Global Solar Power Tracker - February 2026 |  | 不适用 | 运行参数继承参考Generators_data.csv的风电/光伏设定
2287 | NX | 4 | 宁夏 | Zhongwei | Haiyuan | 宁夏院海原双井50MWp光伏复合项目 | Ningxia Haiyuan Shuangjing solar farm | -- | 光伏 | PV | 50 | operating | 2022 | Ningxia Hui Autonomous Region Electric Power Design Institute Co Ltd [51%]; China Resources Wind Power (Haiyuan) Co Ltd [49%] | Ningxia Haiguang New Energy Technology Development | 36.5862 | 106.3422 | L100000810886 | G100000813329 | https://www.gem.wiki/Ningxia_Haiyuan_Shuangjing_solar_farm | Global Solar Power Tracker - February 2026 |  | 不适用 | 运行参数继承参考Generators_data.csv的风电/光伏设定
2288 | NX | 4 | 宁夏 | Yinchuan | Helan | 爱友恩新能源贺兰鱼塘光伏发电项目 | Ningxia Helan Aiyou'en solar farm | -- | 光伏 | PV | 30 | operating | 2019 | JA Solar Investment (China) Co Ltd [100%] | Yinchuan Aiyou'en Energy Power | 38.6496 | 106.4363 | L100000803025 | G100000803514 | https://www.gem.wiki/Ningxia_Helan_Aiyou'en_solar_farm | Global Solar Power Tracker - February 2026 |  | 不适用 | 运行参数继承参考Generators_data.csv的风电/光伏设定
2289 | NX | 4 | 宁夏 | Yinchuan | Helan | 京能贺兰鱼塘光伏发电示范项目 | Ningxia Helan Changxinxiang Jingneng solar farm | -- | 光伏 | PV | 30 | operating | 2015 | Beijing Jingneng Clean Energy Power Co Ltd [100%] | Ningxia Helan Jingneng New Energy | 38.6736 | 106.3040 | L100000802600 | G100000803070 | https://www.gem.wiki/Ningxia_Helan_Changxinxiang_Jingneng_solar_farm | Global Solar Power Tracker - February 2026 |  | 不适用 | 运行参数继承参考Generators_data.csv的风电/光伏设定
2290 | NX | 4 | 宁夏 | Zhongwei |  | 宁夏虹桥有机食品有限公司2MWp屋顶分布式光伏发电项目 | Ningxia Hongqiao Organic Food solar project | -- | 光伏 | PV | 2 | operating | 2017 |  |  | 36.9851 | 105.4966 | L100001013636 | G100001015018 | https://www.gem.wiki/Ningxia_Hongqiao_Organic_Food_solar_project | Global Solar Power Tracker - February 2026 |  | 不适用 | 运行参数继承参考Generators_data.csv的风电/光伏设定
2291 | NX | 4 | 宁夏 | Wuzhong | Hongsibu District | 中电建宁夏红寺堡光伏复合电站 | Ningxia Hongsibao (China Energy Construction) solar farm | -- | 光伏 | PV | 100 | operating | 2022 | China Power Construction New Energy Group Co Ltd [100%] |  | 37.4040 | 105.9630 | L100000828584 | G100000832261 | https://www.gem.wiki/Ningxia_Hongsibao_(China_Energy_Construction)_solar_farm | Global Solar Power Tracker - February 2026 |  | 不适用 | 运行参数继承参考Generators_data.csv的风电/光伏设定
2292 | NX | 4 | 宁夏 | Wuzhong | Hongsibu District | 宁夏嘉泽红寺堡大河乡 20MWp 光伏并网发电项目 | Ningxia Hongsibao Dahexiang Jiaze Grid-Connected solar farm | 1 | 光伏 | PV | 20 | operating | 2013 | Ningxia Jiaze Renewables Corp Ltd [100%] | Ningxia Jiaze Renewables | 37.3192 | 105.9930 | L100000802105 | G100000802489 | https://www.gem.wiki/Ningxia_Hongsibao_Dahexiang_Jiaze_Grid-Connected_solar_farm | Global Solar Power Tracker - February 2026 |  | 不适用 | 运行参数继承参考Generators_data.csv的风电/光伏设定
2293 | NX | 4 | 宁夏 | Wuzhong | Hongsibu District | 宁夏嘉泽新能源吴忠红寺堡大河乡光伏电站二期项目30.0MW发电工程 | Ningxia Hongsibao Dahexiang Jiaze Grid-Connected solar farm | 2 | 光伏 | PV | 30 | operating | 2014 | Ningxia Jiaze Renewables Corp Ltd [100%] | Ningxia Jiaze Renewables | 37.3192 | 105.9930 | L100000802105 | G100000802490 | https://www.gem.wiki/Ningxia_Hongsibao_Dahexiang_Jiaze_Grid-Connected_solar_farm | Global Solar Power Tracker - February 2026 |  | 不适用 | 运行参数继承参考Generators_data.csv的风电/光伏设定
2294 | NX | 4 | 宁夏 | Wuzhong | Hongsibu District | 北京源深节能技术宁夏吴忠红寺堡戒毒康复中心一期光伏电站项目20.0MW发电工程 | Ningxia Hongsibao Drug Rehabilitation Center Yuanshen Grid-Connected solar farm | -- | 光伏 | PV | 20 | operating | 2014 | Beijing Jingneng Technology Co Ltd [100%] | Beijing Yuanshen Energy Conservation Technology CO LTD Ningxia Branch | 37.4577 | 106.3023 | L100000802106 | G100000802491 | https://www.gem.wiki/Ningxia_Hongsibao_Drug_Rehabilitation_Center_Yuanshen_Grid-Connected_solar_farm | Global Solar Power Tracker - February 2026 |  | 不适用 | 运行参数继承参考Generators_data.csv的风电/光伏设定
2295 | NX | 4 | 宁夏 | Wuzhong | Hongsibu District | 红寺堡营盘井 100MWp 光 伏复合发电项目 | Ningxia Hongsibao Yingpanjing solar farm | -- | 光伏 | PV | 100 | operating | 2023 |  | Ningxia Xinhui Ruineng Power Development; Ningxia Yundian New Energy Technology | 37.4180 | 106.0080 | L100000828589 | G100000832266 | https://www.gem.wiki/Ningxia_Hongsibao_Yingpanjing_solar_farm | Global Solar Power Tracker - February 2026 |  | 不适用 | 运行参数继承参考Generators_data.csv的风电/光伏设定
2296 | NX | 4 | 宁夏 | Wuzhong | Hongsibu District | 中国自动化集团红寺堡区光伏发电项目 | Ningxia Hongsibao Zhongzi solar farm | -- | 光伏 | PV | 200 | operating | 2016 | Tibet Zhongzi New Energy Technology Co Ltd [100%] | Ningxia Zhongzi Solar Photovoltaic Power Generation | 37.4255 | 106.0622 | L100000802990 | G100000803478 | https://www.gem.wiki/Ningxia_Hongsibao_Zhongzi_solar_farm | Global Solar Power Tracker - February 2026 |  | 不适用 | 运行参数继承参考Generators_data.csv的风电/光伏设定
2297 | NX | 4 | 宁夏 | Wuzhong | Hongsibu District | 四川浩能腾晖光伏红寺堡区100MWp光伏项目 | Ningxia Hongsibu (Haoneng Tenghui) solar farm | -- | 光伏 | PV | 100 | operating | 2021 | Sichuan Zhongcheng Green Energy Group Co Ltd [100%] | Sichuan Haoneng New Energy | 37.5892 | 106.0802 | L100000827100 | G100000830544 | https://www.gem.wiki/Ningxia_Hongsibu_(Haoneng_Tenghui)_solar_farm | Global Solar Power Tracker - February 2026 |  | 不适用 | 运行参数继承参考Generators_data.csv的风电/光伏设定
2298 | NX | 4 | 宁夏 | Wuzhong | Hongsibu District | 腾晖光伏红寺堡区100MWp光伏项目 | Ningxia Hongsibu (Tenghui) solar farm | -- | 光伏 | PV | 100 | operating | 2022 | Jiangsu Zhongli Group Co Ltd [100%] | Suzhou Talesun Solar Technologies | 37.4230 | 106.0586 | L100000810887 | G100000813330 | https://www.gem.wiki/Ningxia_Hongsibu_(Tenghui)_solar_farm | Global Solar Power Tracker - February 2026 |  | 不适用 | 运行参数继承参考Generators_data.csv的风电/光伏设定
2299 | NX | 4 | 宁夏 | Wuzhong | Hongsibu District | 宁夏大唐国际红寺堡新能源吴忠红寺堡光伏电站项目20.0MW发电工程 | Ningxia Hongsibu Dahe Datang solar farm | -- | 光伏 | PV | 20 | operating | 2014 | Datang International Power Generation Co Ltd [100%] | Ningxia Datang International Hongsibao New Energy | 37.4252 | 106.0577 | L100000803302 | G100000803808 | https://www.gem.wiki/Ningxia_Hongsibu_Dahe_Datang_solar_farm | Global Solar Power Tracker - February 2026 |  | 不适用 | 运行参数继承参考Generators_data.csv的风电/光伏设定
2300 | NX | 4 | 宁夏 | Wuzhong | Hongsibu District | 大唐宁夏红寺堡麻黄沟50MWp光伏项目 | Ningxia Hongsibu Mahuanggou (Datang) solar farm | -- | 光伏 | PV | 50 | operating | 2020 | Datang International Power Generation Co Ltd [100%] | Ningxia Datang International Hongsibao New Energy | 37.4006 | 105.9205 | L100000810888 | G100000813331 | https://www.gem.wiki/Ningxia_Hongsibu_Mahuanggou_(Datang)_solar_farm | Global Solar Power Tracker - February 2026 |  | 不适用 | 运行参数继承参考Generators_data.csv的风电/光伏设定
2301 | NX | 4 | 宁夏 | Wuzhong | Hongsibu District | 宁夏电投吴忠太阳山光伏电站项目20.0MW发电工程 | Ningxia Hongsibu Taiyangshan Power Investment solar farm | -- | 光伏 | PV | 20 | operating | 2014 | Ningxia Power Investment Corp [100%] | Ningxia Power Investment Taiyangshan Photovoltaic Power Generation | 37.4252 | 106.0577 | L100000803316 | G100000803822 | https://www.gem.wiki/Ningxia_Hongsibu_Taiyangshan_Power_Investment_solar_farm | Global Solar Power Tracker - February 2026 |  | 不适用 | 运行参数继承参考Generators_data.csv的风电/光伏设定
2302 | NX | 4 | 宁夏 | Wuzhong | Hongsibu District | 特变电工红寺堡100MWp光伏发电项目 | Ningxia Hongsibu Zhongzi solar farm | -- | 光伏 | PV | 100 | operating | 2017 | Huaneng Ningxia Energy Co Ltd [100%] | Wuzhong Hongsibao Xinke Energy | 37.4264 | 106.0632 | L100000803008 | G100000803497 | https://www.gem.wiki/Ningxia_Hongsibu_Zhongzi_solar_farm | Global Solar Power Tracker - February 2026 |  | 不适用 | 运行参数继承参考Generators_data.csv的风电/光伏设定
2303 | NX | 4 | 宁夏 | Zhongwei | Shapotou District | 宁夏回族自治区银星能源中卫宣和镇寺口子光伏电站项目 | Ningxia Hui Autonomous Region Silver Star Energy Zhongwei Xuanhe Town Sikouzi solar project | -- | 光伏 | PV | 1 | operating | 2013 |  |  | 37.5157 | 105.1685 | L100001013637 | G100001015019 | https://www.gem.wiki/Ningxia_Hui_Autonomous_Region_Silver_Star_Energy_Zhongwei_Xuanhe_Town_Sikouzi_solar_project | Global Solar Power Tracker - February 2026 |  | 不适用 | 运行参数继承参考Generators_data.csv的风电/光伏设定
2304 | NX | 4 | 宁夏 | Shizuishan | Huinong District | 宁夏回族自治区天得旭日石嘴山10MWp并网发电项目 | Ningxia Hui Autonomous Region Tiande Xuri Shizuishan solar project | -- | 光伏 | PV | 10 | operating | 2015 |  |  | 39.1661 | 106.6357 | L100001013638 | G100001015020 | https://www.gem.wiki/Ningxia_Hui_Autonomous_Region_Tiande_Xuri_Shizuishan_solar_project | Global Solar Power Tracker - February 2026 |  | 不适用 | 运行参数继承参考Generators_data.csv的风电/光伏设定
2305 | NX | 4 | 宁夏 | Wuzhong | Yanchi | 宁夏江山新能源15MWp光伏电站项目 | Ningxia Jiangshan New Energy I solar project | -- | 光伏 | PV | 10 | operating | 2016 |  |  | 37.6215 | 107.0519 | L100001013639 | G100001015021 | https://www.gem.wiki/Ningxia_Jiangshan_New_Energy_I_solar_project | Global Solar Power Tracker - February 2026 |  | 不适用 | 运行参数继承参考Generators_data.csv的风电/光伏设定
2306 | NX | 4 | 宁夏 |  |  | 宁夏江山新能源有限公司 | Ningxia Jiangshan New Energy II solar project | -- | 光伏 | PV | 5 | operating | 2018 |  |  | 37.0000 | 106.0000 | L100001013640 | G100001015022 | https://www.gem.wiki/Ningxia_Jiangshan_New_Energy_II_solar_project | Global Solar Power Tracker - February 2026 |  | 不适用 | 运行参数继承参考Generators_data.csv的风电/光伏设定
2307 | NX | 4 | 宁夏 | Shizuishan | Huinong District | 宁夏揭阳中源电力惠农一期10MWp光伏电站项目 | Ningxia Jieyang Zhongyuan Electric Power Huinong solar project | -- | 光伏 | PV | 10 | operating | 2014 |  |  | 39.1661 | 106.6357 | L100001013641 | G100001015023 | https://www.gem.wiki/Ningxia_Jieyang_Zhongyuan_Electric_Power_Huinong_solar_project | Global Solar Power Tracker - February 2026 |  | 不适用 | 运行参数继承参考Generators_data.csv的风电/光伏设定
2308 | NX | 4 | 宁夏 | Yinchuan | Jinfeng District | 宁夏振启光伏发电银川金凤红墩子光伏电站项目30.0MW发电工程 | Ningxia Jinfeng Zhenqi solar farm | -- | 光伏 | PV | 30 | operating | 2014 | China Foma (Group) Co Ltd [70%]; Foma Traidng Co Ltd [30%] | Ningxia Zhenqi Photovoltaic Power Generation | 38.4816 | 106.2273 | L100000803300 | G100000803806 | https://www.gem.wiki/Ningxia_Jinfeng_Zhenqi_solar_farm | Global Solar Power Tracker - February 2026 |  | 不适用 | 运行参数继承参考Generators_data.csv的风电/光伏设定
2309 | NX | 4 | 宁夏 | Zhongwei | Haiyuan | 宁夏京能海原（关桥）10MWp光伏发电项目 | Ningxia Jingneng Haiyuan solar project | -- | 光伏 | PV | 10 | operating | 2016 |  |  | 36.5536 | 105.8441 | L100001013642 | G100001015024 | https://www.gem.wiki/Ningxia_Jingneng_Haiyuan_solar_project | Global Solar Power Tracker - February 2026 |  | 不适用 | 运行参数继承参考Generators_data.csv的风电/光伏设定
2310 | NX | 4 | 宁夏 | Zhongwei | Zhongning | 宁夏利能中宁光伏电站项目 | Ningxia Lineng Zhongning solar farm | -- | 光伏 | PV | 30 | operating | 2015 | CDB New Energy Technology Co Ltd [100%] | Ningxia Li Neng Photovoltaic Power Development | 37.6284 | 105.7820 | L100000802604 | G100000803074 | https://www.gem.wiki/Ningxia_Lineng_Zhongning_solar_farm | Global Solar Power Tracker - February 2026 |  | 不适用 | 运行参数继承参考Generators_data.csv的风电/光伏设定
2311 | NX | 4 | 宁夏 | Yinchuan | Lingwu City | 宁夏灵武宝丰光伏发电有限公司2000MW光伏复合电站项目 | Ningxia Lingwu (Baofeng) solar farm | 1 | 光伏 | PV | 1000 | operating | 2025 | Ningxia Lingwu Baofeng Photovoltaic Co Ltd |  | 37.7950 | 106.8280 | L100001000420 | G100001000664 | https://www.gem.wiki/Ningxia_Lingwu_(Baofeng)_solar_farm | Global Solar Power Tracker - February 2026 |  | 不适用 | 运行参数继承参考Generators_data.csv的风电/光伏设定
2312 | NX | 4 | 宁夏 | Yinchuan | Lingwu City | 宁夏国本能源灵武20MWp光伏项目 | Ningxia Lingwu (Guoben) solar farm | 1 | 光伏 | PV | 20 | operating | 2023 | Ningxia Guoben Energy Co Ltd [100%] | Lingwu Guoben New Energy | 37.7954 | 106.8002 | L100000810890 | G100000813333 | https://www.gem.wiki/Ningxia_Lingwu_(Guoben)_solar_farm | Global Solar Power Tracker - February 2026 |  | 不适用 | 运行参数继承参考Generators_data.csv的风电/光伏设定
2313 | NX | 4 | 宁夏 | Yinchuan | Lingwu City | 宁夏华电灵武风光互补一体化 运行试点示范一期195MW项目 | Ningxia Lingwu (Huadian) wind and solar integration project | 1 | 光伏 | PV | 195 | operating | 2024 | Huadian (Ningxia) Energy CO LTD Lingwu Branch |  | 37.7725 | 106.5514 | L100001045541 | G100001051276 | https://www.gem.wiki/Ningxia_Lingwu_(Huadian)_wind_and_solar_integration_project | Global Solar Power Tracker - February 2026 |  | 不适用 | 运行参数继承参考Generators_data.csv的风电/光伏设定
2314 | NX | 4 | 宁夏 | Yinchuan | Lingwu City | 任家庄煤矿塌陷区农光互补一期发电项目 | Ningxia Lingwu Agricultural and photovoltaic complementary power generation project solar project | -- | 光伏 | Assumed PV | 6 | operating |  |  |  | 37.9724 | 106.5454 | L100001031188 | G100001036460 | https://www.gem.wiki/Ningxia_Lingwu_Agricultural_and_photovoltaic_complementary_power_generation_project_solar_project | Global Solar Power Tracker - February 2026 |  | 不适用 | 运行参数继承参考Generators_data.csv的风电/光伏设定
2315 | NX | 4 | 宁夏 | Yinchuan | Lingwu City | 宁夏晶科灵武光伏电站项目 | Ningxia Lingwu Baitugang Jingke Grid-Connected solar farm | -- | 光伏 | PV | 250 | operating | 2016 | China Nuclear Exchange Energy Co Ltd [100%] | Ningxia Jingke Photovoltaic Power Generation | 37.8011 | 106.3706 | L100000802122 | G100000802509 | https://www.gem.wiki/Ningxia_Lingwu_Baitugang_Jingke_Grid-Connected_solar_farm | Global Solar Power Tracker - February 2026 |  | 不适用 | 运行参数继承参考Generators_data.csv的风电/光伏设定
2316 | NX | 4 | 宁夏 | Yinchuan | Lingwu City | 宁夏京能灵武风电银川宁东（灵武新立）二期光伏电站项目20.0MW发电工程 | Ningxia Lingwu Baitugang Jingneng Grid-Connected solar farm | 2 | 光伏 | PV | 20 | operating | 2014 | Beijing Jingneng Clean Energy Power Co Ltd [100%] | Ningxia Jingneng Lingwu Wind Power | 37.6720 | 106.5538 | L100000802123 | G100000802510 | https://www.gem.wiki/Ningxia_Lingwu_Baitugang_Jingneng_Grid-Connected_solar_farm | Global Solar Power Tracker - February 2026 |  | 不适用 | 运行参数继承参考Generators_data.csv的风电/光伏设定
2317 | NX | 4 | 宁夏 | Yinchuan | Lingwu City | 三峡新能源昂立(灵武)发电银川白土岗光伏并网发电项目40.0MW发电工程 | Ningxia Lingwu Baitugang Three Gorges solar farm | -- | 光伏 | PV | 40 | operating | 2013 | China Three Gorges Renewables (Group) Co Ltd [100%] | Three Gorges New Energy Angli (Lingwu) Power Generation | 37.9724 | 106.5454 | L100000803299 | G100000803805 | https://www.gem.wiki/Ningxia_Lingwu_Baitugang_Three_Gorges_solar_farm | Global Solar Power Tracker - February 2026 |  | 不适用 | 运行参数继承参考Generators_data.csv的风电/光伏设定
2318 | NX | 4 | 宁夏 | Yinchuan | Lingwu City | 大唐昂立银川灵武并网光伏40MWp发电工程 | Ningxia Lingwu Datang Angli solar farm | -- | 光伏 | PV | 40 | operating | 2012 | Ningxia Angli Photovoltaic Technology Co Ltd [19%]; Jing'ao Solar Energy Investment [29%]; China Datang Corporation Renewable Power Co Ltd [51%] | Datang Angli (Lingwu) New Energy | 38.1997 | 106.7184 | L100000802341 | G100000802802 | https://www.gem.wiki/Ningxia_Lingwu_Datang_Angli_solar_farm | Global Solar Power Tracker - February 2026 |  | 不适用 | 运行参数继承参考Generators_data.csv的风电/光伏设定
2319 | NX | 4 | 宁夏 | Yinchuan | Lingwu City | 北京国电中兴灵武韩家沟100MWp光伏发电项目 | Ningxia Lingwu Hanjiagou (Guodian) solar farm | -- | 光伏 | PV | 100 | operating | 2021 | Beijing State Power Zhongxing Science & Technology Development Co Ltd [100%] | Beijing State Power Zhongxing Science & Technology Development | 37.8314 | 106.3426 | L100000810891 | G100000813334 | https://www.gem.wiki/Ningxia_Lingwu_Hanjiagou_(Guodian)_solar_farm | Global Solar Power Tracker - February 2026 |  | 不适用 | 运行参数继承参考Generators_data.csv的风电/光伏设定
2320 | NX | 4 | 宁夏 | Yinchuan | Xingqing District | 宁夏宝丰红墩子矿区光伏发电项目 | Ningxia Lingwu Hongdunzi Mining Area Baofeng solar farm | -- | 光伏 | PV | 390 | operating | 2016 | Ningxia Baofeng New Energy Technology Co Ltd [100%] | Ningxia Baofeng Photovoltaic Power Generation | 38.4001 | 106.5477 | L100000802127 | G100000802515 | https://www.gem.wiki/Ningxia_Lingwu_Hongdunzi_Mining_Area_Baofeng_solar_farm | Global Solar Power Tracker - February 2026 |  | 不适用 | 运行参数继承参考Generators_data.csv的风电/光伏设定
2321 | NX | 4 | 宁夏 | Yinchuan | Lingwu City | 灵武隆桥228MWp光伏发电项目 | Ningxia Lingwu Longqiao solar farm | -- | 光伏 | PV | 228 | operating | 2018 | Huaneng Ningxia Energy Co Ltd [100%] | Lingwu Longqiao Photovoltaic New Energy | 37.8707 | 106.7917 | L100000803015 | G100000803504 | https://www.gem.wiki/Ningxia_Lingwu_Longqiao_solar_farm | Global Solar Power Tracker - February 2026 |  | 不适用 | 运行参数继承参考Generators_data.csv的风电/光伏设定
2322 | NX | 4 | 宁夏 | Yinchuan | Lingwu City | 中广核灵武马家滩光伏复合项目 | Ningxia Lingwu Majiatan (China Guangdong Nuclear) solar farm | -- | 光伏 | PV | 100 | operating | 2023 |  | China Guangdong Nuclear New Energy Lingwu | 37.8290 | 106.3520 | L100000828595 | G100000832272 | https://www.gem.wiki/Ningxia_Lingwu_Majiatan_(China_Guangdong_Nuclear)_solar_farm | Global Solar Power Tracker - February 2026 |  | 不适用 | 运行参数继承参考Generators_data.csv的风电/光伏设定
2323 | NX | 4 | 宁夏 | Yinchuan | Lingwu City | 宁夏晶科灵武一期50MWp光伏电站项目 | Ningxia Lingwu Majiatan Jingke Grid-Connected solar farm | 1 | 光伏 | PV | 50 | operating | 2015 | China Nuclear Exchange Energy Co Ltd [100%] | Ningxia Jingke Photovoltaic Power Generation | 37.7689 | 106.7287 | L100000802121 | G100000802508 | https://www.gem.wiki/Ningxia_Lingwu_Majiatan_Jingke_Grid-Connected_solar_farm | Global Solar Power Tracker - February 2026 |  | 不适用 | 运行参数继承参考Generators_data.csv的风电/光伏设定
2324 | NX | 4 | 宁夏 | Yinchuan | Lingwu City | 中环灵武马家滩 300MWp 光伏发电项目 | Ningxia Lingwu Majiatan solar farm | 1 | 光伏 | PV | 100 | operating | 2023 |  | Lingwu Huanju New Energy | 37.7990 | 106.8160 | L100000828597 | G100000832274 | https://www.gem.wiki/Ningxia_Lingwu_Majiatan_solar_farm | Global Solar Power Tracker - February 2026 |  | 不适用 | 运行参数继承参考Generators_data.csv的风电/光伏设定
2325 | NX | 4 | 宁夏 | Yinchuan | Lingwu City |  | Ningxia Lingwu Majiatan solar farm | 2 | 光伏 | PV | 200 | operating | 2024 |  |  | 37.7990 | 106.8160 | L100000828597 | G100001006314 | https://www.gem.wiki/Ningxia_Lingwu_Majiatan_solar_farm | Global Solar Power Tracker - February 2026 |  | 不适用 | 运行参数继承参考Generators_data.csv的风电/光伏设定
2326 | NX | 4 | 宁夏 | Yinchuan | Lingwu City | 宁东绿能煤化工园区新化南三期分布式光伏复合发电项目 | Ningxia Lingwu Ningdong Green Energy Coal Chemical Industry Park Xinhua South Distributed Photovoltaic Composite Power Generation Project solar project I | -- | 光伏 | Assumed PV | 6 | operating |  |  |  | 37.9724 | 106.5454 | L100001031185 | G100001036457 | https://www.gem.wiki/Ningxia_Lingwu_Ningdong_Green_Energy_Coal_Chemical_Industry_Park_Xinhua_South_Distributed_Photovoltaic_Composite_Power_Generation_Project_solar_project_I | Global Solar Power Tracker - February 2026 |  | 不适用 | 运行参数继承参考Generators_data.csv的风电/光伏设定
2327 | NX | 4 | 宁夏 | Yinchuan | Lingwu City | 宁东绿能煤化工园区新化南四期分布式光伏复合发电项目 | Ningxia Lingwu Ningdong Green Energy Coal Chemical Industry Park Xinhua South Distributed Photovoltaic Composite Power Generation Project solar project II | -- | 光伏 | Assumed PV | 6 | operating |  |  |  | 37.9724 | 106.5454 | L100001031187 | G100001036459 | https://www.gem.wiki/Ningxia_Lingwu_Ningdong_Green_Energy_Coal_Chemical_Industry_Park_Xinhua_South_Distributed_Photovoltaic_Composite_Power_Generation_Project_solar_project_II | Global Solar Power Tracker - February 2026 |  | 不适用 | 运行参数继承参考Generators_data.csv的风电/光伏设定
2328 | NX | 4 | 宁夏 | Yinchuan | Lingwu City | 宁东绿能煤化工园区新化南五期分布式光伏复合发电项目 | Ningxia Lingwu Ningdong Green Energy Coal Chemical Industry Park Xinhua South Distributed Photovoltaic Composite Power Generation Project solar project III | -- | 光伏 | Assumed PV | 6 | operating |  |  |  | 37.9724 | 106.5454 | L100001031191 | G100001036463 | https://www.gem.wiki/Ningxia_Lingwu_Ningdong_Green_Energy_Coal_Chemical_Industry_Park_Xinhua_South_Distributed_Photovoltaic_Composite_Power_Generation_Project_solar_project_III | Global Solar Power Tracker - February 2026 |  | 不适用 | 运行参数继承参考Generators_data.csv的风电/光伏设定
2329 | NX | 4 | 宁夏 | Yinchuan | Lingwu City | 宁东绿能煤化工园区新化南一期分布式光伏复合发电项目 | Ningxia Lingwu Ningdong Green Energy Coal Chemical Industry Park Xinhua South Distributed Photovoltaic Composite Power Generation Project solar project IV | -- | 光伏 | Assumed PV | 6 | operating |  |  |  | 37.9724 | 106.5454 | L100001031192 | G100001036464 | https://www.gem.wiki/Ningxia_Lingwu_Ningdong_Green_Energy_Coal_Chemical_Industry_Park_Xinhua_South_Distributed_Photovoltaic_Composite_Power_Generation_Project_solar_project_IV | Global Solar Power Tracker - February 2026 |  | 不适用 | 运行参数继承参考Generators_data.csv的风电/光伏设定
2330 | NX | 4 | 宁夏 | Yinchuan | Lingwu City | 宁东绿能煤化工园区新化南二期分布式光伏复合发电项目 | Ningxia Lingwu Ningdong Green Energy Coal Chemical Industry Park Xinhua South Distributed Photovoltaic Composite Power Generation Project solar project V | -- | 光伏 | Assumed PV | 6 | operating |  |  |  | 37.9724 | 106.5454 | L100001031193 | G100001036465 | https://www.gem.wiki/Ningxia_Lingwu_Ningdong_Green_Energy_Coal_Chemical_Industry_Park_Xinhua_South_Distributed_Photovoltaic_Composite_Power_Generation_Project_solar_project_V | Global Solar Power Tracker - February 2026 |  | 不适用 | 运行参数继承参考Generators_data.csv的风电/光伏设定
2331 | NX | 4 | 宁夏 | Yinchuan | Lingwu City | 宁东绿能新化化工分布式光伏复合发电项目 | Ningxia Lingwu Ningdong Green Energy Xinhua Chemical Distributed Photovoltaic Composite Power Generation Project solar project | -- | 光伏 | Assumed PV | 6 | operating |  |  |  | 37.9724 | 106.5454 | L100001031194 | G100001036466 | https://www.gem.wiki/Ningxia_Lingwu_Ningdong_Green_Energy_Xinhua_Chemical_Distributed_Photovoltaic_Composite_Power_Generation_Project_solar_project | Global Solar Power Tracker - February 2026 |  | 不适用 | 运行参数继承参考Generators_data.csv的风电/光伏设定
2332 | NX | 4 | 宁夏 | Yinchuan | Lingwu City | 宁夏宁鲁煤电有限责任公司灵州电厂马跑泉分布式光伏一期发电项目 | Ningxia Lingwu Ninglu Coal and Electricity Lingzhou Power Plant solar project I | -- | 光伏 | Assumed PV | 6 | operating |  |  |  | 37.9724 | 106.5454 | L100001031186 | G100001036458 | https://www.gem.wiki/Ningxia_Lingwu_Ninglu_Coal_and_Electricity_Lingzhou_Power_Plant_solar_project_I | Global Solar Power Tracker - February 2026 |  | 不适用 | 运行参数继承参考Generators_data.csv的风电/光伏设定
2333 | NX | 4 | 宁夏 | Yinchuan | Lingwu City | 宁夏宁鲁煤电有限责任公司灵州电厂马跑泉分布式光伏二期发电项目 | Ningxia Lingwu Ninglu Coal and Electricity Lingzhou Power Plant solar project II | -- | 光伏 | Assumed PV | 6 | operating |  |  |  | 37.9724 | 106.5454 | L100001031189 | G100001036461 | https://www.gem.wiki/Ningxia_Lingwu_Ninglu_Coal_and_Electricity_Lingzhou_Power_Plant_solar_project_II | Global Solar Power Tracker - February 2026 |  | 不适用 | 运行参数继承参考Generators_data.csv的风电/光伏设定
2334 | NX | 4 | 宁夏 | Yinchuan | Lingwu City | 宁夏宁鲁煤电有限责任公司灵州电厂马跑泉分布式光伏三期发电项目 | Ningxia Lingwu Ninglu Coal and Electricity Lingzhou Power Plant solar project III | -- | 光伏 | Assumed PV | 6 | operating |  |  |  | 37.9724 | 106.5454 | L100001031190 | G100001036462 | https://www.gem.wiki/Ningxia_Lingwu_Ninglu_Coal_and_Electricity_Lingzhou_Power_Plant_solar_project_III | Global Solar Power Tracker - February 2026 |  | 不适用 | 运行参数继承参考Generators_data.csv的风电/光伏设定
2335 | NX | 4 | 宁夏 | Yinchuan | Lingwu City | 宁夏昂立光伏科技银川灵武沙沟光伏电站项目20.0MW发电工程 | Ningxia Lingwu Shagou Angli solar farm | -- | 光伏 | PV | 20 | operating | 2014 | China Three Gorges Renewables (Group) Co Ltd [100%] | Lingwu Baitugang Angli Photovoltaic Power Generation | 37.9724 | 106.5454 | L100000803314 | G100000803820 | https://www.gem.wiki/Ningxia_Lingwu_Shagou_Angli_solar_farm | Global Solar Power Tracker - February 2026 |  | 不适用 | 运行参数继承参考Generators_data.csv的风电/光伏设定
2336 | NX | 4 | 宁夏 | Yinchuan | Lingwu City | 宁夏盛唐太阳能科技有限公司50MWp光伏发电项目 | Ningxia Lingwu Shengtang solar farm | -- | 光伏 | PV | 50 | operating | 2016 | Beijing Yicai Lighting Technology Co Ltd [100%] | Ningxia Shengtang Solar Energy Technology | 37.8323 | 106.3423 | L100000803020 | G100000803509 | https://www.gem.wiki/Ningxia_Lingwu_Shengtang_solar_farm | Global Solar Power Tracker - February 2026 |  | 不适用 | 运行参数继承参考Generators_data.csv的风电/光伏设定
2337 | NX | 4 | 宁夏 | Yinchuan | Lingwu | 宁国运灵武100万千瓦光伏复合项目 | Ningxia Lingwu Silicon Construction Base Green Power Supply (Ningguoyun) solar farm | 1 | 光伏 | PV | 1000 | operating | 2025 | Ningxia State Owned Asset Operation Group Co Ltd | NIngguoyun New Energy (Lingwu) | 37.7730 | 106.7440 | L100001045169 | G100001050785 | https://www.gem.wiki/Ningxia_Lingwu_Silicon_Construction_Base_Green_Power_Supply_(Ningguoyun)_solar_farm | Global Solar Power Tracker - February 2026 |  | 不适用 | 运行参数继承参考Generators_data.csv的风电/光伏设定
2338 | NX | 4 | 宁夏 | Yinchuan | Lingwu City | 任家庄煤矿塌陷区农光互补二期发电项目 | Ningxia Lingwu The second the agricultural and photovoltaic complementary power generation project solar project | -- | 光伏 | Assumed PV | 6 | operating |  |  |  | 37.9724 | 106.5454 | L100001031195 | G100001036467 | https://www.gem.wiki/Ningxia_Lingwu_The_second_the_agricultural_and_photovoltaic_complementary_power_generation_project_solar_project | Global Solar Power Tracker - February 2026 |  | 不适用 | 运行参数继承参考Generators_data.csv的风电/光伏设定
2339 | NX | 4 | 宁夏 | Yinchuan | Lingwu City | 灵武风光互补一体化运行试点示范项目一期 | Ningxia Lingwu Wind and Solar Integrated Operation project | 1 | 光伏 | PV | 195 | operating | 2024 | Huadian (Ningxia) Energy Co Ltd [100%] | Huadian International Ningxia New Energy Power Generation | 37.7624 | 106.5036 | L100000828598 | G100000832275 | https://www.gem.wiki/Ningxia_Lingwu_Wind_and_Solar_Integrated_Operation_project | Global Solar Power Tracker - February 2026 |  | 不适用 | 运行参数继承参考Generators_data.csv的风电/光伏设定
2340 | NX | 4 | 宁夏 | Yinchuan | Lingwu City | 宁夏兴胜新能源有限公司150MWp光伏发电项目 | Ningxia Lingwu Xingsheng solar farm | -- | 光伏 | PV | 150 | operating | 2018 | Shanghai Guxin Asset Management Co Ltd [100%] | Ningxia Xingsheng New Energy | 38.1997 | 106.7184 | L100000803016 | G100000803505 | https://www.gem.wiki/Ningxia_Lingwu_Xingsheng_solar_farm | Global Solar Power Tracker - February 2026 |  | 不适用 | 运行参数继承参考Generators_data.csv的风电/光伏设定
2341 | NX | 4 | 宁夏 | Yinchuan | Lingwu City | 宁夏振武灵武光伏电站项目 | Ningxia Lingwu Zhenwu solar farm | -- | 光伏 | PV | 50 | operating | 2017 | Ningxia Aluminum Electric New Energy Technology Development Co Ltd [96%]; Jiangsu Zhenfa New Energy Technology Development Co Ltd [4%] | Ningxia Zhenwu Photovoltaic Power Generation | 37.7954 | 106.8003 | L100000803006 | G100000803495 | https://www.gem.wiki/Ningxia_Lingwu_Zhenwu_solar_farm | Global Solar Power Tracker - February 2026 |  | 不适用 | 运行参数继承参考Generators_data.csv的风电/光伏设定
2342 | NX | 4 | 宁夏 | Wuzhong | Litong District | 利通区中核200MWp光伏复合发电项目 | Ningxia Litong District (CNNC) solar farm | -- | 光伏 | PV | 200 | operating | 2020 | China National Nuclear Power Co Ltd [100%] | CNNC Shandong Energy | 37.7982 | 106.2250 | L100000810892 | G100000813335 | https://www.gem.wiki/Ningxia_Litong_District_(CNNC)_solar_farm | Global Solar Power Tracker - February 2026 |  | 不适用 | 运行参数继承参考Generators_data.csv的风电/光伏设定
2343 | NX | 4 | 宁夏 | Wuzhong | Litong District | 吴忠利通区海子井50MWp光伏发电项目 | Ningxia Litong District Haizijing solar farm | -- | 光伏 | PV | 50 | operating | 2020 | GD POWER Development Co Ltd [100%] | Guodian Power Ningxia New Energy Development | 37.8033 | 106.3174 | L100000810893 | G100000813336 | https://www.gem.wiki/Ningxia_Litong_District_Haizijing_solar_farm | Global Solar Power Tracker - February 2026 |  | 不适用 | 运行参数继承参考Generators_data.csv的风电/光伏设定
2344 | NX | 4 | 宁夏 | Wuzhong | Litong District | 三峡新能源吴忠太阳山垄坑子光伏电站项目30.0MW发电工程 | Ningxia Litong Longkengzi Three Gorges solar farm | -- | 光伏 | PV | 30 | operating | 2015 | China Three Gorges New Energy (Group) Co Ltd [100%] | Three Gorges New Energy Taiyangshan Power Generation | 37.9841 | 106.2081 | L100000803313 | G100000803819 | https://www.gem.wiki/Ningxia_Litong_Longkengzi_Three_Gorges_solar_farm | Global Solar Power Tracker - February 2026 |  | 不适用 | 运行参数继承参考Generators_data.csv的风电/光伏设定
2345 | NX | 4 | 宁夏 | Wuzhong | Litong District | 宁夏含光新能源有限公司吴忠分公司分布式光伏发电项目 | Ningxia Litong solar project | -- | 光伏 | Assumed PV | 3.1 | operating |  |  |  | 37.7667 | 106.1990 | L100001031181 | G100001036453 | https://www.gem.wiki/Ningxia_Litong_solar_project | Global Solar Power Tracker - February 2026 |  | 不适用 | 运行参数继承参考Generators_data.csv的风电/光伏设定
2346 | NX | 4 | 宁夏 | Wuzhong | Litong District | 吴忠昊泽伊牛第一分布式屋顶光伏#01高压分支箱 | Ningxia Litong Wu Zhonghaoze Yiniu First Distributed Rooftop Photovoltaic High Voltage Branch Box solar project | -- | 光伏 | Assumed PV | 1.2 | operating |  |  |  | 37.7667 | 106.1990 | L100001031182 | G100001036454 | https://www.gem.wiki/Ningxia_Litong_Wu_Zhonghaoze_Yiniu_First_Distributed_Rooftop_Photovoltaic_High_Voltage_Branch_Box_solar_project | Global Solar Power Tracker - February 2026 |  | 不适用 | 运行参数继承参考Generators_data.csv的风电/光伏设定
2347 | NX | 4 | 宁夏 | Wuzhong | Litong District | 吴忠昊泽伊牛第二分布式屋顶光伏#01高压分支箱 | Ningxia Litong Wu Zhonghaoze Yiniu Second Distributed Rooftop Photovoltaic High Voltage Branch Box solar project | -- | 光伏 | Assumed PV | 2.6 | operating |  |  |  | 37.7667 | 106.1990 | L100001031183 | G100001036455 | https://www.gem.wiki/Ningxia_Litong_Wu_Zhonghaoze_Yiniu_Second_Distributed_Rooftop_Photovoltaic_High_Voltage_Branch_Box_solar_project | Global Solar Power Tracker - February 2026 |  | 不适用 | 运行参数继承参考Generators_data.csv的风电/光伏设定
2348 | NX | 4 | 宁夏 | Wuzhong | Qingtongxia City | 国能青铜峡市邵岗镇甘城子屋顶分布式光伏项目 | Ningxia National Energy Qingtongxia City Shaogang Town Ganchengzi Rooftop solar project | -- | 光伏 | Assumed PV | 1.5 | operating |  |  |  | 37.9434 | 105.9650 | L100001031184 | G100001036456 | https://www.gem.wiki/Ningxia_National_Energy_Qingtongxia_City_Shaogang_Town_Ganchengzi_Rooftop_solar_project | Global Solar Power Tracker - February 2026 |  | 不适用 | 运行参数继承参考Generators_data.csv的风电/光伏设定
2349 | NX | 4 | 宁夏 | Yinchuan | Lingwu City | 宁夏百中绿电能源有限公司光伏+牧草复合项目 | Ningxia Ningdong (Baizhong Green Energy) Pasturage solar farm | -- | 光伏 | PV | 300 | operating | 2023 | Ningxia Baizhong Green Energy Co Ltd [100%] |  | 38.1640 | 106.7910 | L100000828599 | G100000832276 | https://www.gem.wiki/Ningxia_Ningdong_(Baizhong_Green_Energy)_Pasturage_solar_farm | Global Solar Power Tracker - February 2026 |  | 不适用 | 运行参数继承参考Generators_data.csv的风电/光伏设定
2350 | NX | 4 | 宁夏 | Yinchuan | Lingwu City | 宁东可再生氢碳减排示范区62万千瓦光伏项目 | Ningxia Ningdong (China Energy Investment) 1500 MW solar base | 1 | 光伏 | PV | 500 | operating | 2023 | Ningxia Coal Enterprises Co Ltd; Guohua Energy Investment Co Ltd; China Energy Investment Group Ningxia Power Co Ltd |  | 38.1652 | 106.5862 | L100000827101 | G100001027677 | https://www.gem.wiki/Ningxia_Ningdong_(China_Energy_Investment)_1500_MW_solar_base | Global Solar Power Tracker - February 2026 |  | 不适用 | 运行参数继承参考Generators_data.csv的风电/光伏设定
2351 | NX | 4 | 宁夏 | Yinchuan | Lingwu City | 浙能宁东150兆瓦光伏复合发电项目 | Ningxia Ningdong (Zhejiang Energy) solar power plant | 1 | 光伏 | PV | 150 | operating | 2022 | Zhejiang Zheneng Green Energy Power Development Co Ltd [51%]; Zhejiang Zheneng Power Co Ltd [49%] | Zheneng Green Energy New Energy (Ningxia Ningdong Energy and Chemical Base) | 38.1516 | 106.4583 | L100000810894 | G100000813337 | https://www.gem.wiki/Ningxia_Ningdong_(Zhejiang_Energy)_solar_power_plant | Global Solar Power Tracker - February 2026 |  | 不适用 | 运行参数继承参考Generators_data.csv的风电/光伏设定
2352 | NX | 4 | 宁夏 | Yinchuan | Lingwu City | 浙能宁东50MW光伏复合发电项目 | Ningxia Ningdong (Zhejiang Energy) solar power plant | 2 | 光伏 | PV | 50 | operating | 2023 | Zhejiang Zheneng Green Energy Power Development Co Ltd |  | 38.1516 | 106.4583 | L100000810894 | G100001000652 | https://www.gem.wiki/Ningxia_Ningdong_(Zhejiang_Energy)_solar_power_plant | Global Solar Power Tracker - February 2026 |  | 不适用 | 运行参数继承参考Generators_data.csv的风电/光伏设定
2353 | NX | 4 | 宁夏 | Yinchuan | Lingwu City | 宁夏回族自治区宁东国兴光伏发电有限公司300MWp光伏发电项目 | Ningxia Ningdong Guoxing solar farm | -- | 光伏 | PV | 300 | operating | 2018 | Ningxia Guxin New Energy Investment Co Ltd [100%] | Ningxia Ningdong Guoxing Photovoltaic Power Generation | 37.9521 | 106.6585 | L100000803013 | G100000803502 | https://www.gem.wiki/Ningxia_Ningdong_Guoxing_solar_farm | Global Solar Power Tracker - February 2026 |  | 不适用 | 运行参数继承参考Generators_data.csv的风电/光伏设定
2354 | NX | 4 | 宁夏 | Yinchuan Municipality | Lingwu Municipality | 华电宁东10MWp光伏电站项目 | Ningxia Ningdong Huadian solar farm | 1 | 光伏 | PV | 10 | operating | 2011 |  | Huadian Ningxia Ningdong Shangde Solar Energy Power Generation | 37.8480 | 106.6370 | L100000828602 | G100000832279 | https://www.gem.wiki/Ningxia_Ningdong_Huadian_solar_farm | Global Solar Power Tracker - February 2026 |  | 不适用 | 运行参数继承参考Generators_data.csv的风电/光伏设定
2355 | NX | 4 | 宁夏 | Yinchuan Municipality | Lingwu Municipality | 华电银川灵武并网光伏10MW发电工程 | Ningxia Ningdong Huadian solar farm | 2 | 光伏 | PV | 10 | operating | 2013 | Huadian Ningdong Shangde Solar Energy Co Ltd [100%] |  | 37.8481 | 106.6375 | L100000828602 | G100000832280 | https://www.gem.wiki/Ningxia_Ningdong_Huadian_solar_farm | Global Solar Power Tracker - February 2026 |  | 不适用 | 运行参数继承参考Generators_data.csv的风电/光伏设定
2356 | NX | 4 | 宁夏 | Yinchuan | Lingwu City | 华电国际宁夏新能源银川灵武太阳能二期光伏并网发电20.0MW发电工程 | Ningxia Ningdong Huadian solar farm | 3 | 光伏 | PV | 20 | operating | 2014 | Huadian (Ningxia) Energy Co Ltd [100%] | Huadian International Ningxia New Energy Power Generation | 37.8450 | 106.6401 | L100000828602 | G100000832281 | https://www.gem.wiki/Ningxia_Ningdong_Huadian_solar_farm | Global Solar Power Tracker - February 2026 |  | 不适用 | 运行参数继承参考Generators_data.csv的风电/光伏设定
2357 | NX | 4 | 宁夏 | Yinchuan | Lingwu City | 华电宁东三期70兆瓦光伏复合项目 | Ningxia Ningdong Huadian solar farm | 4 | 光伏 | PV | 70 | operating | 2019 | Huadian (Ningxia) Energy Co Ltd [100%] | Huadian (Ningxia) Energy CO LTD Lingwu Branch | 37.7955 | 106.8005 | L100000828602 | G100000832282 | https://www.gem.wiki/Ningxia_Ningdong_Huadian_solar_farm | Global Solar Power Tracker - February 2026 |  | 不适用 | 运行参数继承参考Generators_data.csv的风电/光伏设定
2358 | NX | 4 | 宁夏 | Yinchuan | Lingwu City | 宁夏华电灵武宁东四期200MW光伏复合项目 | Ningxia Ningdong Huadian solar farm | 5 | 光伏 | PV | 200 | operating | 2023 | Huadian Longguang (Ningxia) New Energy Co Ltd [100%] | Huadian (Lingwu City) Photovoltaic Power Generation | 37.8321 | 106.3425 | L100000828602 | G100000832283 | https://www.gem.wiki/Ningxia_Ningdong_Huadian_solar_farm | Global Solar Power Tracker - February 2026 |  | 不适用 | 运行参数继承参考Generators_data.csv的风电/光伏设定
2359 | NX | 4 | 宁夏 | Yinchuan | Lingwu | 国能宁东可再生氢碳减排示范区120兆瓦制氢光伏项目 | Ningxia Ningdong Hydrogen solar farm | -- | 光伏 | PV | 120 | operating | 2023 |  | Guoneng (Ningxia Ningdong) Green Hydrogen Energy | 38.1650 | 106.5861 | L100001018740 | G100001021004 | https://www.gem.wiki/Ningxia_Ningdong_Hydrogen_solar_farm | Global Solar Power Tracker - February 2026 |  | 不适用 | 运行参数继承参考Generators_data.csv的风电/光伏设定
2360 | NX | 4 | 宁夏 | Yinchuan | Lingwu City | 京能宁东150MW集中式光伏复合发电项目 | Ningxia Ningdong Jingneng solar power plant | -- | 光伏 | PV | 150 | operating | 2023 | Beijing Jingneng Power Co Ltd [100%] | Ningxia Jingneng Ningdong New Energy | 38.1516 | 106.4583 | L100000810895 | G100000813338 | https://www.gem.wiki/Ningxia_Ningdong_Jingneng_solar_power_plant | Global Solar Power Tracker - February 2026 |  | 不适用 | 运行参数继承参考Generators_data.csv的风电/光伏设定
2361 | NX | 4 | 宁夏 | Yinchuan | Lingwu City | 现代煤化工产业绿电园区一期164万千瓦复合光伏项目 | Ningxia Ningdong Modern Coal Chemical Industrial Park Green Power solar farm | 2024.1 | 光伏 | PV | 560 | operating | 2025 | Ningxia Ningdong Green Science New Energy Co Ltd |  | 38.1920 | 106.7960 | L100001041236 | G100001062067 | https://www.gem.wiki/Ningxia_Ningdong_Modern_Coal_Chemical_Industrial_Park_Green_Power_solar_farm | Global Solar Power Tracker - February 2026 |  | 不适用 | 运行参数继承参考Generators_data.csv的风电/光伏设定
2362 | NX | 4 | 宁夏 | Yinchuan | Lingwu City | 现代煤化工产业绿电园区一期164万千瓦复合光伏项目 | Ningxia Ningdong Modern Coal Chemical Industrial Park Green Power solar farm | 2024.2, 2024.3 | 光伏 | PV | 1080 | operating | 2025 | Ningxia Ningdong Green Science New Energy Co Ltd |  | 38.1920 | 106.7960 | L100001041236 | G100001046515 | https://www.gem.wiki/Ningxia_Ningdong_Modern_Coal_Chemical_Industrial_Park_Green_Power_solar_farm | Global Solar Power Tracker - February 2026 |  | 不适用 | 运行参数继承参考Generators_data.csv的风电/光伏设定
2363 | NX | 4 | 宁夏 | Yinchuan | Lingwu City | 宁夏电投宁东新能源有限公司200MWp光伏复合项目 | Ningxia Ningdong Ningxia Power Investment solar power plant | -- | 光伏 | PV | 200 | operating | 2023 |  | Ningxia Power Investment Ningdong New Energy | 38.1516 | 106.4583 | L100000810896 | G100000813339 | https://www.gem.wiki/Ningxia_Ningdong_Ningxia_Power_Investment_solar_power_plant | Global Solar Power Tracker - February 2026 |  | 不适用 | 运行参数继承参考Generators_data.csv的风电/光伏设定
2364 | NX | 4 | 宁夏 | Yinchuan | Lingwu City | 宁夏宁东申创新能源有限公司5万千瓦光伏电站 | Ningxia Ningdong Shenergy solar power plant | -- | 光伏 | PV | 50 | operating | 2023 | Shenneng New Energy (Qinghai) Co Ltd [100%] | Ningxia Ningdong Shenchuang New Energy | 38.1653 | 106.5860 | L100000810897 | G100000813340 | https://www.gem.wiki/Ningxia_Ningdong_Shenergy_solar_power_plant | Global Solar Power Tracker - February 2026 |  | 不适用 | 运行参数继承参考Generators_data.csv的风电/光伏设定
2365 | NX | 4 | 宁夏 | Yinchuan | Lingwu City | 国家电投集团宁东150兆瓦光伏复合发电项目 | Ningxia Ningdong State Power Investment solar power plant | -- | 光伏 | PV | 150 | operating | 2023 | State Power Investment Group Aluminum and Electricity Investment Co Ltd [100%] | State Power Investment (Ningxia Ningdong) New Energy | 38.1653 | 106.5860 | L100000810898 | G100000813341 | https://www.gem.wiki/Ningxia_Ningdong_State_Power_Investment_solar_power_plant | Global Solar Power Tracker - February 2026 |  | 不适用 | 运行参数继承参考Generators_data.csv的风电/光伏设定
2366 | NX | 4 | 宁夏 | Yinchuan | Lingwu City | 宁夏宁东欣润300MWp并网光伏发电项目 | Ningxia Ningdong Xinrun solar farm | -- | 光伏 | PV | 300 | operating | 2016 | Ningxia Guxin Electric Power Investment Co Ltd [100%] | Ningxia Ningdong Xinrun Photovoltaic Power Generation | 38.1648 | 106.5860 | L100000803002 | G100000803490 | https://www.gem.wiki/Ningxia_Ningdong_Xinrun_solar_farm | Global Solar Power Tracker - February 2026 |  | 不适用 | 运行参数继承参考Generators_data.csv的风电/光伏设定
2367 | NX | 4 | 宁夏 | Yinchuan | Lingwu City | 银星能源宁东250MW光伏发电项目 | Ningxia Ningdong Yinxing Energy solar power plant | -- | 光伏 | PV | 250 | operating | 2023 | Ningxia Yinxing Energy Co Ltd [100%] | Ningxia Yingxing Energy LTD Ningdong Branch | 38.1653 | 106.5860 | L100000810899 | G100000813342 | https://www.gem.wiki/Ningxia_Ningdong_Yinxing_Energy_solar_power_plant | Global Solar Power Tracker - February 2026 |  | 不适用 | 运行参数继承参考Generators_data.csv的风电/光伏设定
2368 | NX | 4 | 宁夏 | Shizuishan | Pingluo | 平罗县三峡滨河 100MW“光伏+生态”复合 发电项目 | Ningxia Pingluo (Three Gorges Binhe) Ecological solar farm | -- | 光伏 | PV | 100 | operating | 2024 |  | Three Gorges Binhe New Energy (Pingluo) | 38.9520 | 106.9410 | L100000828603 | G100000832285 | https://www.gem.wiki/Ningxia_Pingluo_(Three_Gorges_Binhe)_Ecological_solar_farm | Global Solar Power Tracker - February 2026 |  | 不适用 | 运行参数继承参考Generators_data.csv的风电/光伏设定
2369 | NX | 4 | 宁夏 | Shizuishan | Pingluo | 中节能宁夏平罗 20 兆瓦光伏农业科技大棚电站项目 | Ningxia Pingluo CECEP solar farm | -- | 光伏 | PV | 20 | operating | 2015 | CECEP Solar Energy Technology Co Ltd [100%] | CECEP Pingluo Photovoltaic Agricultural Technology | 38.9860 | 106.5948 | L100000803129 | G100000803621 | https://www.gem.wiki/Ningxia_Pingluo_CECEP_solar_farm | Global Solar Power Tracker - February 2026 |  | 不适用 | 运行参数继承参考Generators_data.csv的风电/光伏设定
2370 | NX | 4 | 宁夏 | Shizuishan | Pingluo | 大唐平罗高仁55MWp光伏项目 | Ningxia Pingluo Gaoren (Datang) solar farm | 1 | 光伏 | PV | 55 | operating | 2020 | China Datang Corporation Renewable Power Co Ltd [100%] | Datang Wuzhong New Energy | 38.7264 | 106.6446 | L100000810900 | G100000813343 | https://www.gem.wiki/Ningxia_Pingluo_Gaoren_(Datang)_solar_farm | Global Solar Power Tracker - February 2026 |  | 不适用 | 运行参数继承参考Generators_data.csv的风电/光伏设定
2371 | NX | 4 | 宁夏 | Shizuishan | Pingluo | 大唐平罗高仁二期 100MW 光伏复合发电项目 | Ningxia Pingluo Gaoren (Datang) solar farm | 2 | 光伏 | PV | 100 | operating | 2024 |  | Datang (Pingluo) New Energy | 38.6640 | 106.6440 | L100000810900 | G100000832287 | https://www.gem.wiki/Ningxia_Pingluo_Gaoren_(Datang)_solar_farm | Global Solar Power Tracker - February 2026 |  | 不适用 | 运行参数继承参考Generators_data.csv的风电/光伏设定
2372 | NX | 4 | 宁夏 | Shizuishan | Pingluo | 平罗县旭清新能源有限公司平罗高仁45MWp光伏项目 | Ningxia Pingluo Gaoren (Xuqing) solar farm | -- | 光伏 | PV | 45 | operating | 2021 | Beijing Jingneng Clean Energy Co Ltd [100%] | Pingluo Xuqing Energy | 38.7264 | 106.6446 | L100000810901 | G100000813344 | https://www.gem.wiki/Ningxia_Pingluo_Gaoren_(Xuqing)_solar_farm | Global Solar Power Tracker - February 2026 |  | 不适用 | 运行参数继承参考Generators_data.csv的风电/光伏设定
2373 | NX | 4 | 宁夏 | Shizuishan | Pingluo | 宁夏阿特斯佳阳平罗高仁190MWp光伏电站项目 | Ningxia Pingluo Gaoren Atesi solar farm | -- | 光伏 | PV | 190 | operating | 2019 | Hunan Zhongshui Investment Co Ltd [3%]; Wuling Electric Power Co Ltd [48%]; Ningxia Jiayang Energy Co Ltd [49%] | Pingluo Atesi Jiayang New Energy | 38.6934 | 106.6696 | L100000802996 | G100000803484 | https://www.gem.wiki/Ningxia_Pingluo_Gaoren_Atesi_solar_farm | Global Solar Power Tracker - February 2026 |  | 不适用 | 运行参数继承参考Generators_data.csv的风电/光伏设定
2374 | NX | 4 | 宁夏 | Shizuishan | Pingluo | 宁夏华电贝利特平罗红崖子100MW光伏复合项目 | Ningxia Pingluo Hongyazi (Huadian Beilite) solar farm | -- | 光伏 | PV | 100 | operating | 2024 | Beilite New Energy Technology Co Ltd; China Huadian Group LTD Ningxia Branch Co |  | 38.9520 | 106.9410 | L100000828605 | G100000832288 | https://www.gem.wiki/Ningxia_Pingluo_Hongyazi_(Huadian_Beilite)_solar_farm | Global Solar Power Tracker - February 2026 |  | 不适用 | 运行参数继承参考Generators_data.csv的风电/光伏设定
2375 | NX | 4 | 宁夏 | Shizuishan | Pingluo | 江苏润阳平罗红崖子 100MW 光伏复合发电项目 | Ningxia Pingluo Hongyazi (Runyang) solar farm | -- | 光伏 | PV | 100 | operating | 2023 | Jiangsu Runyang New Energy Technology Co Ltd [100%] | Pingluo County Runyang Photovoltaic | 38.9520 | 106.9410 | L100000828606 | G100000832289 | https://www.gem.wiki/Ningxia_Pingluo_Hongyazi_(Runyang)_solar_farm | Global Solar Power Tracker - February 2026 |  | 不适用 | 运行参数继承参考Generators_data.csv的风电/光伏设定
2376 | NX | 4 | 宁夏 | Wuzhong | Tongxin | 国家电投集团青铜峡铝业降碳减排绿电替代光伏复合示范项目 | Ningxia Qingtongxia Aluminum Green Power Substitution solar farm | -- | 光伏 | PV | 440 | operating | 2024 | State Power Investment (Tongxin County) New Energy Co Ltd |  | 37.1270 | 105.8820 | L100001018432 | G100001020574 | https://www.gem.wiki/Ningxia_Qingtongxia_Aluminum_Green_Power_Substitution_solar_farm | Global Solar Power Tracker - February 2026 |  | 不适用 | 运行参数继承参考Generators_data.csv的风电/光伏设定
2377 | NX | 4 | 宁夏 |  |  | 青铜峡菲斯克旭元50MWp地面光伏发电项目 | Ningxia Qingtongxia Feisike Xuyuan solar farm | -- | 光伏 | PV | 50 | operating | 2018 | Ningxia Haoyang New Energy Technology Co Ltd [100%] | Ningxia Fiske Xuyuan New Energy Technology | 37.6369 | 105.3466 | L100000803019 | G100000803508 | https://www.gem.wiki/Ningxia_Qingtongxia_Feisike_Xuyuan_solar_farm | Global Solar Power Tracker - February 2026 |  | 不适用 | 运行参数继承参考Generators_data.csv的风电/光伏设定
2378 | NX | 4 | 宁夏 | Wuzhong | Qingtongxia City | 华能青铜峡新能源发电吴忠光伏并网发电特许权项目30.0MW发电工程 | Ningxia Qingtongxia Huaneng solar farm | -- | 光伏 | PV | 30 | operating | 2013 | Huaneng Renewables Corp Ltd [100%] | Huaneng Qingtongxia New Energy Power Generation | 38.2154 | 105.7961 | L100000803309 | G100000803815 | https://www.gem.wiki/Ningxia_Qingtongxia_Huaneng_solar_farm | Global Solar Power Tracker - February 2026 |  | 不适用 | 运行参数继承参考Generators_data.csv的风电/光伏设定
2379 | NX | 4 | 宁夏 | Wuzhong | Qingtongxia City | 华能宁夏青铜峡雷避窑灰场100MWp光伏项目 | Ningxia Qingtongxia Leibiyao (Huaneng) solar farm | -- | 光伏 | PV | 100 | operating | 2020 | Huaneng Ningxia Energy Co Ltd [100%] | Ningxia Qingtongxia Huaneng Leibiyao Photovoltaic Power Generation | 37.9345 | 105.8880 | L100000810902 | G100000813345 | https://www.gem.wiki/Ningxia_Qingtongxia_Leibiyao_(Huaneng)_solar_farm | Global Solar Power Tracker - February 2026 |  | 不适用 | 运行参数继承参考Generators_data.csv的风电/光伏设定
2380 | NX | 4 | 宁夏 | Zhongwei | Shapotou District | 宁夏电投永利（中卫）新能源有限公司300万千瓦光伏基地项目 | Ningxia Shapotou (Ningxia Power Investment) solar base | -- | 光伏 | PV | 3000 | operating | 2025 | Ningxia Power Investment Yongli (Zhongwei) New Energy Co Ltd |  | 37.4280 | 105.0730 | L100001045171 | G100001050787 | https://www.gem.wiki/Ningxia_Shapotou_(Ningxia_Power_Investment)_solar_base | Global Solar Power Tracker - February 2026 |  | 不适用 | 运行参数继承参考Generators_data.csv的风电/光伏设定
2381 | NX | 4 | 宁夏 | Zhongwei | Shapotou District | 宁国运沙坡头区200MW 复合光伏项目, 宁夏电投沙坡头区10万千瓦复合光伏项目 | Ningxia Shapotou (Ningxia Power Investment) solar farm | -- | 光伏 | PV | 100 | operating | 2024 | Ningxia POWER Investment Corp |  | 37.5982 | 105.2898 | L100001000441 | G100001000685 | https://www.gem.wiki/Ningxia_Shapotou_(Ningxia_Power_Investment)_solar_farm | Global Solar Power Tracker - February 2026 |  | 不适用 | 运行参数继承参考Generators_data.csv的风电/光伏设定
2382 | NX | 4 | 宁夏 | Zhongwei | Shapotou District | 天合光能沙坡头区200MWp光伏复合发电项目 | Ningxia Shapotou (Trina ) solar farm | -- | 光伏 | PV | 200 | operating | 2022 | Changzhou Hejun New Energy Co Ltd [100%] | Zhongwei Hejun New Energy | 37.1908 | 104.7138 | L100000810903 | G100000813346 | https://www.gem.wiki/Ningxia_Shapotou_(Trina_)_solar_farm | Global Solar Power Tracker - February 2026 |  | 不适用 | 运行参数继承参考Generators_data.csv的风电/光伏设定
2383 | NX | 4 | 宁夏 | Zhongwei | Shapotou District | 宁夏中卫长河新能源沙坡头光伏电站项目20.0MW发电工程 | Ningxia Shapotou Changhe solar farm | -- | 光伏 | PV | 20 | operating | 2014 | CECEP Solar Energy Technology Co Ltd [86%]; Ningxia Haoneng New Energy Co Ltd [14%] | Ningxia Zhongwei Changhe New Energy | 37.6369 | 105.3466 | L100000803311 | G100000803817 | https://www.gem.wiki/Ningxia_Shapotou_Changhe_solar_farm | Global Solar Power Tracker - February 2026 |  | 不适用 | 运行参数继承参考Generators_data.csv的风电/光伏设定
2384 | NX | 4 | 宁夏 | Zhongwei | Shapotou District | 宁夏京能中卫新能源沙坡头光伏电站项目20.0MW发电工程 | Ningxia Shapotou Jingneng solar farm | -- | 光伏 | PV | 20 | operating | 2014 | Beijing Jingneng Clean Energy Power Co Ltd [100%] | Ningxia Jingneng Zhongwei New Energy | 37.6369 | 105.3466 | L100000803308 | G100000803814 | https://www.gem.wiki/Ningxia_Shapotou_Jingneng_solar_farm | Global Solar Power Tracker - February 2026 |  | 不适用 | 运行参数继承参考Generators_data.csv的风电/光伏设定
2385 | NX | 4 | 宁夏 | Zhongwei | Shapotou District | 中能建沙坡头区麦垛山一期40万千瓦光伏项目 | Ningxia Shapotou Maiduoshan solar farm | 1 | 光伏 | PV | 400 | operating | 2025 | Ningxia Zhongwei China Energy Construction Investment New Energy Co Ltd |  | 37.6090 | 105.4150 | L100001018672 | G100001020893 | https://www.gem.wiki/Ningxia_Shapotou_Maiduoshan_solar_farm | Global Solar Power Tracker - February 2026 |  | 不适用 | 运行参数继承参考Generators_data.csv的风电/光伏设定
2386 | NX | 4 | 宁夏 | Zhongwei | Shapotou District | 天得沙坡头区孟家湾200MW光伏发电项目 | Ningxia Shapotou Mengjiawan (Tiande) solar farm | -- | 光伏 | PV | 200 | operating | 2022 | Zhongwei Tiande New Energy Technology Co Ltd [51%]; Ningxia Jiayang Energy Co Ltd [49%] | Shizuishan Tiande Photovoltaic Power Generation | 37.4365 | 104.9279 | L100000810905 | G100000813348 | https://www.gem.wiki/Ningxia_Shapotou_Mengjiawan_(Tiande)_solar_farm | Global Solar Power Tracker - February 2026 |  | 不适用 | 运行参数继承参考Generators_data.csv的风电/光伏设定
2387 | NX | 4 | 宁夏 | Zhongwei | Shapotou District | 阳光电源沙坡头区孟家湾100MW光伏发电项目 | Ningxia Shapotou Mengjiawan Changyang solar farm | -- | 光伏 | PV | 100 | operating | 2021 | Ningxia Xuyang Electric Power Co Ltd [100%] | Zhongwei Changyang New Energy Technology | 37.4719 | 105.4362 | L100000810906 | G100000813349 | https://www.gem.wiki/Ningxia_Shapotou_Mengjiawan_Changyang_solar_farm | Global Solar Power Tracker - February 2026 |  | 不适用 | 运行参数继承参考Generators_data.csv的风电/光伏设定
2388 | NX | 4 | 宁夏 | Zhongwei | Shapotou District | 宁夏盛宇太阳能电力中卫沙坡头光伏电站项目30.0MW发电工程 | Ningxia Shapotou Shengyu solar farm | -- | 光伏 | PV | 30 | operating | 2014 | Beijing Jingyuntong Technology Co Ltd [100%] | Ningxia Shengyu Solar Power | 37.6369 | 105.3466 | L100000803307 | G100000803813 | https://www.gem.wiki/Ningxia_Shapotou_Shengyu_solar_farm | Global Solar Power Tracker - February 2026 |  | 不适用 | 运行参数继承参考Generators_data.csv的风电/光伏设定
2389 | NX | 4 | 宁夏 | Zhongwei | Shapotou District | 国家电投集团沙坡头区香山50MWp光伏发电项目 | Ningxia Shapotou Xiangshan (SPIC) solar farm | -- | 光伏 | PV | 50 | operating | 2020 | Power Investment Qingneng Phase I Carbon Neutral Equity Investment (Tianjin) Partnership (LP) [62%]; State Power Investment Group Ningxia Energy Aluminum Co Ltd [38%] | State Power Investment Group Ningxia Energy Aluminum Zhongwei New Energy | 37.4583 | 105.1163 | L100000810907 | G100000813350 | https://www.gem.wiki/Ningxia_Shapotou_Xiangshan_(SPIC)_solar_farm | Global Solar Power Tracker - February 2026 |  | 不适用 | 运行参数继承参考Generators_data.csv的风电/光伏设定
2390 | NX | 4 | 宁夏 | Zhongwei | Shapotou District | 中电投宁夏能源铝业中卫新能源香山光伏并网发电项目30.0MW发电工程 | Ningxia Shapotou Xiangshan SPIC solar farm | -- | 光伏 | PV | 30 | operating | 2014 | State Power Investment Group Ningxia Energy Aluminum Co Ltd [100%] | State Power Investment Group Ningxia Energy Aluminum Zhongwei New Energy | 37.0706 | 105.0863 | L100000803318 | G100000803824 | https://www.gem.wiki/Ningxia_Shapotou_Xiangshan_SPIC_solar_farm | Global Solar Power Tracker - February 2026 |  | 不适用 | 运行参数继承参考Generators_data.csv的风电/光伏设定
2391 | NX | 4 | 宁夏 | Zhongwei | Shapotou District | 宁夏恒阳新能源中卫沙坡头光伏电站项目30.0MW发电工程 | Ningxia Shapotou Yingshuiqiao Hengyang solar farm | -- | 光伏 | PV | 30 | operating | 2014 | Suzhou Poly GCL Photovoltaic Power Investment Co Ltd [20%]; Hunan Xinhua Water Conservancy and Power Co Ltd [80%] | Ningxia Hengyang New Energy | 37.5092 | 105.1044 | L100000803296 | G100000803802 | https://www.gem.wiki/Ningxia_Shapotou_Yingshuiqiao_Hengyang_solar_farm | Global Solar Power Tracker - February 2026 |  | 不适用 | 运行参数继承参考Generators_data.csv的风电/光伏设定
2392 | NX | 4 | 宁夏 | Zhongwei | Shapotou District | 宁夏索宝新能源中卫沙坡头光伏电站20.0MW发电工程 | Ningxia Shapotou Yingshuiqiao Suobao solar farm | 1 | 光伏 | PV | 20 | operating | 2014 | CGN Solar Energy Development Co Ltd [100%] | Ningxia Suo Bao New Energy Technology Development | 37.5092 | 105.1044 | L100000803306 | G100000803812 | https://www.gem.wiki/Ningxia_Shapotou_Yingshuiqiao_Suobao_solar_farm | Global Solar Power Tracker - February 2026 |  | 不适用 | 运行参数继承参考Generators_data.csv的风电/光伏设定
2393 | NX | 4 | 宁夏 | Zhongwei | Shapotou District | 宁夏索宝中卫二期光伏电站项目 | Ningxia Shapotou Yingshuiqiao Suobao solar farm | 2 | 光伏 | PV | 20 | operating | 2024 |  |  | 37.5092 | 105.1044 | L100000803306 | G100001020267 | https://www.gem.wiki/Ningxia_Shapotou_Yingshuiqiao_Suobao_solar_farm | Global Solar Power Tracker - February 2026 |  | 不适用 | 运行参数继承参考Generators_data.csv的风电/光伏设定
2394 | NX | 4 | 宁夏 | Zhongwei | Shapotou District | 中卫正泰光伏发电沙坡头迎水桥光伏电站项目20.0MW发电工程 | Ningxia Shapotou Yingshuiqiao Zhengtai solar farm | -- | 光伏 | PV | 20 | operating | 2014 | Zhejiang Qingneng Energy Development Co Ltd [51%]; Zhejiang Chint New Energy Development Co Ltd [49%] | Zhongwei Chint Photovoltaic Power Generation | 37.5092 | 105.1044 | L100000803301 | G100000803807 | https://www.gem.wiki/Ningxia_Shapotou_Yingshuiqiao_Zhengtai_solar_farm | Global Solar Power Tracker - February 2026 |  | 不适用 | 运行参数继承参考Generators_data.csv的风电/光伏设定
2395 | NX | 4 | 宁夏 | Zhongwei | Shapotou District | 中卫清银源星太阳能沙坡头镇罗镇光伏电站项目20.0MW发电工程 | Ningxia Shapotou Zhenluo Qingyin solar farm | -- | 光伏 | PV | 20 | operating | 2015 | Zhejiang Qingneng Energy Development Co Ltd [51%]; Zhejiang Chint New Energy Development Co Ltd [49%] | Zhongwei Qingyin Yuanxing Solar Energy | 37.5183 | 105.3435 | L100000803315 | G100000803821 | https://www.gem.wiki/Ningxia_Shapotou_Zhenluo_Qingyin_solar_farm | Global Solar Power Tracker - February 2026 |  | 不适用 | 运行参数继承参考Generators_data.csv的风电/光伏设定
2396 | NX | 4 | 宁夏 | Shizuishan | Huinong District | 宁夏揭阳中源电力有限公司20MW光伏发电站 | Ningxia Shizuishan (Jieyang) solar farm | -- | 光伏 | PV | 20 | operating | 2014 | Shenzhen Yongsheng New Energy Co Ltd [100%] | Ningxia Jieyang Zhongyuan Power | 39.1221 | 106.6018 | L100000827102 | G100000830547 | https://www.gem.wiki/Ningxia_Shizuishan_(Jieyang)_solar_farm | Global Solar Power Tracker - February 2026 |  | 不适用 | 运行参数继承参考Generators_data.csv的风电/光伏设定
2397 | NX | 4 | 宁夏 | Shizuishan | Pingluo | 宁夏星海新能源有限责任公司石嘴山市100万千瓦光伏发电复合项目 | Ningxia Shizuishan (Xinghai) solar farm | -- | 光伏 | PV | 1000 | operating | 2025 | Ningxia Xinghai New Energy Co Ltd |  | 39.0210 | 106.8950 | L100001045170 | G100001050786 | https://www.gem.wiki/Ningxia_Shizuishan_(Xinghai)_solar_farm | Global Solar Power Tracker - February 2026 |  | 不适用 | 运行参数继承参考Generators_data.csv的风电/光伏设定
2398 | NX | 4 | 宁夏 | Shizuishan | Pingluo | 中节能石嘴山光伏电站二期 20 兆瓦光伏并网发电项目 | Ningxia Shizuishan CECEP solar farm | 2 | 光伏 | PV | 20 | operating | 2012 | CECEP Solar Energy Technology Co Ltd [100%] | CECEP Ningxia Solar Power Generation | 38.9137 | 106.5217 | L100000801808 | G100000802100 | https://www.gem.wiki/Ningxia_Shizuishan_CECEP_solar_farm | Global Solar Power Tracker - February 2026 |  | 不适用 | 运行参数继承参考Generators_data.csv的风电/光伏设定
2399 | NX | 4 | 宁夏 | Shizuishan |  | 中节能（石嘴山）光伏农业科技石嘴山惠农光伏农业电站项目20.0MW发电工程 | Ningxia Shizuishan Huinong CECEP solar farm | -- | 光伏 | PV | 20 | operating | 2013 | CECEP Solar Energy Technology Co Ltd [100%] | CECEP (Shizuishan) Photovoltaic Agricultural Technology | 39.2024 | 106.6466 | L100000803310 | G100000803816 | https://www.gem.wiki/Ningxia_Shizuishan_Huinong_CECEP_solar_farm | Global Solar Power Tracker - February 2026 |  | 不适用 | 运行参数继承参考Generators_data.csv的风电/光伏设定
2400 | NX | 4 | 宁夏 | Shizuishan |  | 国投石嘴山惠农并网光伏二期20MWp发电工程 | Ningxia Shizuishan Huinong SDIC solar farm | 2 | 光伏 | PV | 20 | operating | 2012 | SDIC New Energy Investment Co Ltd [100%] | SDIC Shizuishan Photovoltaic Power Generation | 39.2024 | 106.6466 | L100000802347 | G100000802808 | https://www.gem.wiki/Ningxia_Shizuishan_Huinong_SDIC_solar_farm | Global Solar Power Tracker - February 2026 |  | 不适用 | 运行参数继承参考Generators_data.csv的风电/光伏设定
2401 | NX | 4 | 宁夏 | Shizuishan | Huinong District | 宁夏鑫垦简泉350MWp光伏电站项目一期30MWp项目 | Ningxia Shizuishan Huinong Xinken Jianquan solar farm | -- | 光伏 | PV | 30 | operating | 2018 | Hunan Xinhua Water Conservancy and Electric Power Co Ltd [100%] | Ningxia Xinken Jianquan Photovoltaic Power | 39.1073 | 106.5470 | L100000803021 | G100000803510 | https://www.gem.wiki/Ningxia_Shizuishan_Huinong_Xinken_Jianquan_solar_farm | Global Solar Power Tracker - February 2026 |  | 不适用 | 运行参数继承参考Generators_data.csv的风电/光伏设定
2402 | NX | 4 | 宁夏 | Shizuishan | Huinong District | 宁夏中利腾晖新能源石嘴山惠农光伏发电项目100.0MW发电工程 | Ningxia Shizuishan Huinong Zhongli Tenghui solar farm | -- | 光伏 | PV | 100 | operating | 2015 | Xinjiang Silk Road Kunyuan Energy Co Ltd [100%] | Ningxia Zhongli Tenghui New Energy | 39.1775 | 106.6367 | L100000802101 | G100000802483 | https://www.gem.wiki/Ningxia_Shizuishan_Huinong_Zhongli_Tenghui_solar_farm | Global Solar Power Tracker - February 2026 |  | 不适用 | 运行参数继承参考Generators_data.csv的风电/光伏设定
2403 | NX | 4 | 宁夏 | Shizuishan | Pingluo | 国电石嘴山平罗并网光伏二期20MWp发电工程 | Ningxia Shizuishan Pingluo Guodian solar farm | 2 | 光伏 | PV | 20 | operating | 2011 | GD POWER Development Co Ltd [100%] | Ningxia Guodian Atlas New Energy Development | 38.8842 | 106.1682 | L100000802345 | G100000802806 | https://www.gem.wiki/Ningxia_Shizuishan_Pingluo_Guodian_solar_farm | Global Solar Power Tracker - February 2026 |  | 不适用 | 运行参数继承参考Generators_data.csv的风电/光伏设定
2404 | NX | 4 | 宁夏 | Shizuishan | Pingluo | 平罗中电科能源石嘴山平罗一期光伏电站项目30.0MW发电工程 | Ningxia Shizuishan Pingluo Zhongdian Techbology solar farm | 1 | 光伏 | PV | 30 | operating | 2013 | China Nuclear Exchange Energy Co Ltd [100%] | Pingluo Zhongdian Technology Energy | 38.6941 | 106.6804 | L100000802103 | G100000802487 | https://www.gem.wiki/Ningxia_Shizuishan_Pingluo_Zhongdian_Techbology_solar_farm | Global Solar Power Tracker - February 2026 |  | 不适用 | 运行参数继承参考Generators_data.csv的风电/光伏设定
2405 | NX | 4 | 宁夏 | Shizuishan | Pingluo | 平罗中电科能源石嘴山平罗二期光伏电站项目30.0MW发电工程 | Ningxia Shizuishan Pingluo Zhongdian Techbology solar farm | 2 | 光伏 | PV | 30 | operating | 2016 | China Nuclear Exchange Energy Co Ltd [100%] | Pingluo Zhongdian Technology Energy | 38.6941 | 106.6804 | L100000802103 | G100000802486 | https://www.gem.wiki/Ningxia_Shizuishan_Pingluo_Zhongdian_Techbology_solar_farm | Global Solar Power Tracker - February 2026 |  | 不适用 | 运行参数继承参考Generators_data.csv的风电/光伏设定
2406 | NX | 4 | 宁夏 | Shizuishan | Pingluo | 中电科平罗三期光伏电站项目 | Ningxia Shizuishan Pingluo Zhongdian Technology solar farm | 3 | 光伏 | PV | 50 | operating | 2016 | China Nuclear Exchange Energy Co Ltd [100%] | Pingluo Zhongdian Technology Energy | 38.6941 | 106.6804 | L100000802102 | G100000802485 | https://www.gem.wiki/Ningxia_Shizuishan_Pingluo_Zhongdian_Technology_solar_farm | Global Solar Power Tracker - February 2026 |  | 不适用 | 运行参数继承参考Generators_data.csv的风电/光伏设定
2407 | NX | 4 | 宁夏 | Shizuishan | Pingluo | 中电科平罗四期光伏电站项目 | Ningxia Shizuishan Pingluo Zhongdian Technology solar farm | 4 | 光伏 | PV | 50 | operating | 2015 | China Nuclear Exchange Energy Co Ltd [100%] | Pingluo Zhongdian Technology Energy | 38.6941 | 106.6804 | L100000802102 | G100000802484 | https://www.gem.wiki/Ningxia_Shizuishan_Pingluo_Zhongdian_Technology_solar_farm | Global Solar Power Tracker - February 2026 |  | 不适用 | 运行参数继承参考Generators_data.csv的风电/光伏设定
2408 | NX | 4 | 宁夏 | Shizuishan |  | 石嘴山市宁夏回族自治区杉阳新能源有限公司光伏电站项目 | Ningxia Shizuishan Shanyang solar farm | -- | 光伏 | PV | 150 | operating | 2018 | Beijing Jingneng Clean Energy Power Co Ltd [100%] | Ningxia Shanyang New Energy | 39.2024 | 106.6466 | L100000803012 | G100000803501 | https://www.gem.wiki/Ningxia_Shizuishan_Shanyang_solar_farm | Global Solar Power Tracker - February 2026 |  | 不适用 | 运行参数继承参考Generators_data.csv的风电/光伏设定
2409 | NX | 4 | 宁夏 | Shizuishan | Huinong District | 宁夏中利明晖石嘴山惠农30MW光伏发电项目 | Ningxia Shizuishan Zhongli Minghui solar farm | -- | 光伏 | PV | 30 | operating | 2016 | Shanghai Zhijian New Energy Development Co Ltd [100%] | Ningxia Zhongli Minghui New Energy | 39.1154 | 106.5947 | L100000802988 | G100000803476 | https://www.gem.wiki/Ningxia_Shizuishan_Zhongli_Minghui_solar_farm | Global Solar Power Tracker - February 2026 |  | 不适用 | 运行参数继承参考Generators_data.csv的风电/光伏设定
2410 | NX | 4 | 宁夏 | Shizuishan | Huinong District | 国阳石嘴山简泉农场 50MWp 农光互补复合光 伏发电项目 | Ningxia Shizuishuan Jianquan State Farm Agricultural solar farm | -- | 光伏 | PV | 50 | operating | 2024 | Guoyang Power Group Co Ltd [100%] |  | 39.0730 | 106.4910 | L100000828610 | G100000832293 | https://www.gem.wiki/Ningxia_Shizuishuan_Jianquan_State_Farm_Agricultural_solar_farm | Global Solar Power Tracker - February 2026 |  | 不适用 | 运行参数继承参考Generators_data.csv的风电/光伏设定
2411 | NX | 4 | 宁夏 | Shizuishan | Huinong District | 宁夏中利祥晖石嘴山惠农落石滩100MW光伏发电项目 | Ningxia Shuishan Luoshitan Zhongli Xianghui solar farm | -- | 光伏 | PV | 100 | operating | 2016 | Shanghai Zhijian New Energy Development Co Ltd [100%] | Ningxia Zhongli Xianghui New Energy | 39.3122 | 106.7096 | L100000802991 | G100000803479 | https://www.gem.wiki/Ningxia_Shuishan_Luoshitan_Zhongli_Xianghui_solar_farm | Global Solar Power Tracker - February 2026 |  | 不适用 | 运行参数继承参考Generators_data.csv的风电/光伏设定
2412 | NX | 4 | 宁夏 | Wuzhong | Hongsibu District | 宁夏电投太阳山光伏电站100MWp项目 | Ningxia Taiyangshan (Ningxia Power Investment) solar farm | -- | 光伏 | PV | 100 | operating | 2020 | Ningxia Power Investment Corp [100%] | Ningxia Power Investment New Energy | 37.4280 | 106.5877 | L100000810908 | G100000813351 | https://www.gem.wiki/Ningxia_Taiyangshan_(Ningxia_Power_Investment)_solar_farm | Global Solar Power Tracker - February 2026 |  | 不适用 | 运行参数继承参考Generators_data.csv的风电/光伏设定
2413 | NX | 4 | 宁夏 | Wuzhong | Hongsibu District | 宁夏京能太阳山180MWp光伏复合项目 | Ningxia Taiyangshan Jingnneg solar farm | -- | 光伏 | PV | 180 | operating | 2019 | Beijing Jingneng Clean Energy Power Co Ltd [100%] | Ningxia Jingneng New Energy | 37.4492 | 106.2141 | L100000802998 | G100000803486 | https://www.gem.wiki/Ningxia_Taiyangshan_Jingnneg_solar_farm | Global Solar Power Tracker - February 2026 |  | 不适用 | 运行参数继承参考Generators_data.csv的风电/光伏设定
2414 | NX | 4 | 宁夏 | Wuzhong | Hongsibao District | 宁夏太阳山光伏并网电站一期10MWp工程项目 | Ningxia Taiyangshan solar project | -- | 光伏 | PV | 10 | operating | 2009 |  |  | 37.3424 | 106.1479 | L100001013643 | G100001015025 | https://www.gem.wiki/Ningxia_Taiyangshan_solar_project | Global Solar Power Tracker - February 2026 |  | 不适用 | 运行参数继承参考Generators_data.csv的风电/光伏设定
2415 | NX | 4 | 宁夏 | Wuzhong | Tongxin | 中核汇能宁夏同心100MWp光伏复合发电项目 | Ningxia Tongxin CNNC solar farm | -- | 光伏 | PV | 100 | operating | 2019 | China Nuclear Exchange Energy Co Ltd [100%] | CNNC (Ningxia) Tongxin New Energy | 37.1552 | 105.8437 | L100000802999 | G100000803487 | https://www.gem.wiki/Ningxia_Tongxin_CNNC_solar_farm | Global Solar Power Tracker - February 2026 |  | 不适用 | 运行参数继承参考Generators_data.csv的风电/光伏设定
2416 | NX | 4 | 宁夏 | Wuzhong | Tongxin | 宁夏同心县大地日盛新能源50MWp太阳能光伏发电项目 | Ningxia Tongxin Dadi Risheng solar farm | -- | 光伏 | PV | 50 | operating | 2018 | Beijing Jingneng Clean Energy Power Co Ltd [100%] | Ningxia Tongxin Earth Risheng New Energy | 37.0497 | 105.9171 | L100000803018 | G100000803507 | https://www.gem.wiki/Ningxia_Tongxin_Dadi_Risheng_solar_farm | Global Solar Power Tracker - February 2026 |  | 不适用 | 运行参数继承参考Generators_data.csv的风电/光伏设定
2417 | NX | 4 | 宁夏 | Wuzhong | Tongxin | 宁夏嘉泽同心县韦州镇 100MW 平价复合光伏项目 | Ningxia Tongxin Weizhou (Jiaze) solar farm | -- | 光伏 | PV | 100 | operating | 2023 | Ningxia Jiaze Renewables Co Ltd [100%] | Ningxia Shunbo New Energy | 37.2924 | 106.4802 | L100000810910 | G100000813353 | https://www.gem.wiki/Ningxia_Tongxin_Weizhou_(Jiaze)_solar_farm | Global Solar Power Tracker - February 2026 |  | 不适用 | 运行参数继承参考Generators_data.csv的风电/光伏设定
2418 | NX | 4 | 宁夏 | Wuzhong | Tongxin | 中核同心韦州镇170MW牧光互补项目 | Ningxia Tongxin Weizhou Pastoral solar power plant | -- | 光伏 | PV | 170 | operating | 2022 |  | China Nuclear (Ningxia) Tongxin New Energy | 37.2240 | 106.5680 | L100000810911 | G100000813354 | https://www.gem.wiki/Ningxia_Tongxin_Weizhou_Pastoral_solar_power_plant | Global Solar Power Tracker - February 2026 |  | 不适用 | 运行参数继承参考Generators_data.csv的风电/光伏设定
2419 | NX | 4 | 宁夏 | Wuzhong | Tongxin | 宁夏中利牧晖新能源有限公司同心95MWp光伏发电项目 | Ningxia Tongxin Zhongli Muhui solar farm | -- | 光伏 | PV | 95 | operating | 2017 | CECEP Solar Technology Co Ltd [100%] | Ningxia Zhongli Muhui New Energy | 37.1273 | 105.7525 | L100000803007 | G100000803496 | https://www.gem.wiki/Ningxia_Tongxin_Zhongli_Muhui_solar_farm | Global Solar Power Tracker - February 2026 |  | 不适用 | 运行参数继承参考Generators_data.csv的风电/光伏设定
2420 | NX | 4 | 宁夏 | Wuzhong | Tongxin | 宁夏中利淇晖新能源有限公司同心50MW光伏发电项目 | Ningxia Tongxin Zhongli Qihui solar farm | -- | 光伏 | PV | 50 | operating | 2018 | Huadian New Energy Group Co Ltd [100%] | Ningxia Zhongli Qihui New Energy | 36.9631 | 106.2817 | L100000803011 | G100000803500 | https://www.gem.wiki/Ningxia_Tongxin_Zhongli_Qihui_solar_farm | Global Solar Power Tracker - February 2026 |  | 不适用 | 运行参数继承参考Generators_data.csv的风电/光伏设定
2421 | NX | 4 | 宁夏 | Wuzhong | Tongxin | 宁夏回族自治区中自清洁新能源有限公司150MWp光伏发电项目 | Ningxia Tongxin Zhongzi Clean Energy solar farm | -- | 光伏 | PV | 150 | operating | 2018 | CPI Xinjiang Energy and Chemical Group Hami Co Ltd [100%] | Ningxia Zhongzi Clean Energy | 37.0497 | 105.9171 | L100000803017 | G100000803506 | https://www.gem.wiki/Ningxia_Tongxin_Zhongzi_Clean_Energy_solar_farm | Global Solar Power Tracker - February 2026 |  | 不适用 | 运行参数继承参考Generators_data.csv的风电/光伏设定
2422 | NX | 4 | 宁夏 | Wuzhong | Hongsibu District | 上海市机电设计研究院有限公司红寺堡区100MW光伏发电项目 | Ningxia Wuzhong Hongsibu (Shanghai Jidian) solar farm | -- | 光伏 | PV | 100 | operating | 2022 | Shanghai Electric Group Co Ltd [51%]; unknown [1%]; Bank of Communications Financial Assets Investment Co Ltd [24%]; ICBC Financial Asset Investment Co Ltd [24%] | Shanghai Institute of Mechanical & Electrical Engineering | 37.4230 | 106.0586 | L100000810914 | G100000813357 | https://www.gem.wiki/Ningxia_Wuzhong_Hongsibu_(Shanghai_Jidian)_solar_farm | Global Solar Power Tracker - February 2026 |  | 不适用 | 运行参数继承参考Generators_data.csv的风电/光伏设定
2423 | NX | 4 | 宁夏 | Wuzhong | Hongsibu District | 宁夏发电集团吴忠红寺堡并网光伏一厂50MWp发电工程 | Ningxia Wuzhong Hongsibu solar farm | -- | 光伏 | PV | 50 | operating | 2012 | China Aluminum Ningxia Energy Group Co Ltd [100%] | Ningxia Power Generation Group Hongsibao Photovoltaic Power Plant | 37.4252 | 106.0577 | L100000802343 | G100000802804 | https://www.gem.wiki/Ningxia_Wuzhong_Hongsibu_solar_farm | Global Solar Power Tracker - February 2026 |  | 不适用 | 运行参数继承参考Generators_data.csv的风电/光伏设定
2424 | NX | 4 | 宁夏 | Wuzhong | Litong District | 宁夏吴忠市利通区一期200MW 光伏发电项目 | Ningxia Wuzhong Litong District Three Gorges solar farm | 1 | 光伏 | PV | 200 | operating | 2020 | China Three Gorges New Energy (Group) Co Ltd [100%] | Three Gorges New Energy Litong Wulipo Power Generation | 37.9063 | 106.1256 | L100000802107 | G100000802492 | https://www.gem.wiki/Ningxia_Wuzhong_Litong_District_Three_Gorges_solar_farm | Global Solar Power Tracker - February 2026 |  | 不适用 | 运行参数继承参考Generators_data.csv的风电/光伏设定
2425 | NX | 4 | 宁夏 | Wuzhong | Qingtongxia City | 中广核太阳能(青铜峡)开发吴忠青铜峡二期光伏电站项目20.0MW发电工程 | Ningxia Wuzhong Qingtongxia CGN solar farm | 2 | 光伏 | PV | 20 | operating | 2014 | CGN Solar Energy Development Co Ltd [100%] | CGN Solar Energy (Qingtongxia) Development | 37.6536 | 106.0695 | L100000802108 | G100000802493 | https://www.gem.wiki/Ningxia_Wuzhong_Qingtongxia_CGN_solar_farm | Global Solar Power Tracker - February 2026 |  | 不适用 | 运行参数继承参考Generators_data.csv的风电/光伏设定
2426 | NX | 4 | 宁夏 | Wuzhong | Qingtongxia City | 大唐国际吴忠青铜峡并网光伏二期20MWp发电工程 | Ningxia Wuzhong Qingtongxia Datang International solar farm | 2 | 光伏 | PV | 20 | operating | 2012 | Ningxia Datang International New Energy Co Ltd [100%] | Ningxia Datang International Qingtongxia Photovoltaic Power Generation | 38.2154 | 105.7961 | L100000802342 | G100000802803 | https://www.gem.wiki/Ningxia_Wuzhong_Qingtongxia_Datang_International_solar_farm | Global Solar Power Tracker - February 2026 |  | 不适用 | 运行参数继承参考Generators_data.csv的风电/光伏设定
2427 | NX | 4 | 宁夏 | Wuzhong | Hongsibu District | 大唐宁夏吴忠市太阳山100MWp光伏发电项目 | Ningxia Wuzhong Taiyangshan (Datang) solar farm | 1 | 光伏 | PV | 100 | operating | 2020 | China Datang Corporation Renewable Power Co Ltd [100%] | Datang Wuzhong New Energy | 37.4328 | 106.0641 | L100000810913 | G100000813356 | https://www.gem.wiki/Ningxia_Wuzhong_Taiyangshan_(Datang)_solar_farm | Global Solar Power Tracker - February 2026 |  | 不适用 | 运行参数继承参考Generators_data.csv的风电/光伏设定
2428 | NX | 4 | 宁夏 | Wuzhong | Hongsibu District | 中节能吴忠太阳山并网光伏二期20MWp发电工程 | Ningxia Wuzhong Taiyangshan CECEP solar farm | 2 | 光伏 | PV | 20 | operating | 2011 | CECEP Solar Energy Technology Co Ltd [100%] | CECEP Wuzhong Taiyangshan Photovoltaic Power Generation | 37.4501 | 106.2190 | L100000802349 | G100000802810 | https://www.gem.wiki/Ningxia_Wuzhong_Taiyangshan_CECEP_solar_farm | Global Solar Power Tracker - February 2026 |  | 不适用 | 运行参数继承参考Generators_data.csv的风电/光伏设定
2429 | NX | 4 | 宁夏 | Wuzhong | Hongsibu District | 中节能中卫太阳山并网光伏三期50MWp发电工程 | Ningxia Wuzhong Taiyangshan CECEP solar farm | 3 | 光伏 | PV | 50 | operating | 2011 | CECEP Solar Energy Technology Co Ltd [100%] | CECEP Wuzhong Taiyangshan Photovoltaic Power Generation | 37.4501 | 106.2190 | L100000802349 | G100000802811 | https://www.gem.wiki/Ningxia_Wuzhong_Taiyangshan_CECEP_solar_farm | Global Solar Power Tracker - February 2026 |  | 不适用 | 运行参数继承参考Generators_data.csv的风电/光伏设定
2430 | NX | 4 | 宁夏 | Wuzhong |  | 中铝宁夏能源集团太阳山光伏发电三期光伏并网电站项目30.0MW发电工程 | Ningxia Wuzhong Taiyangshan China Aluminum solar farm | 3 | 光伏 | PV | 30 | operating | 2014 | Aluminum Corporation of China Ltd [71%]; Beijing Energy Group Co Ltd [6%]; Ningxia Power Investment Corp [6%]; Ningxia Huimin Investment and Financing Co Ltd [18%] | China Aluminum Ningxia Energy Group | 37.4488 | 106.4740 | L100000802109 | G100000802494 | https://www.gem.wiki/Ningxia_Wuzhong_Taiyangshan_China_Aluminum_solar_farm | Global Solar Power Tracker - February 2026 |  | 不适用 | 运行参数继承参考Generators_data.csv的风电/光伏设定
2431 | NX | 4 | 宁夏 | Wuzhong |  | 宁夏光源电力太阳山一期20MWp光伏发电 | Ningxia Wuzhong Taiyangshan Guangyuan solar farm | 1 | 光伏 | PV | 20 | operating | 2016 | Hengyang Hengyun Real Estate Investment Co Ltd [24%]; Hunan Gongchuang Photovoltaic Science & Technology Co Ltd [51%]; Hunan Gongchuang Industrial Group Hengyang Real Estate Development Co Ltd [25%] | Ningxia Guangyuan Power | 37.4938 | 106.5543 | L100000802111 | G100000802496 | https://www.gem.wiki/Ningxia_Wuzhong_Taiyangshan_Guangyuan_solar_farm | Global Solar Power Tracker - February 2026 |  | 不适用 | 运行参数继承参考Generators_data.csv的风电/光伏设定
2432 | NX | 4 | 宁夏 | Wuzhong |  | 汉能吴忠太阳山光伏发电公司并网光伏一期20.0MWp发电工程 | Ningxia Wuzhong Taiyangshan Hanneng solar farm | 1 | 光伏 | PV | 20 | operating | 2012 | Beijing Zhilan Photovoltaic Power Generation Investment Co Ltd [100%] | Hanneng Wuzhong Taiyangshan Photovoltaic Power Generation | 37.4991 | 106.5501 | L100000802110 | G100000802495 | https://www.gem.wiki/Ningxia_Wuzhong_Taiyangshan_Hanneng_solar_farm | Global Solar Power Tracker - February 2026 |  | 不适用 | 运行参数继承参考Generators_data.csv的风电/光伏设定
2433 | NX | 4 | 宁夏 | Wuzhong | Hongsibu District | 中电投能源铝业吴忠太阳山并网光伏一期30MWp发电工程 | Ningxia Wuzhong Taiyangshan SDIC solar farm | 1 | 光伏 | PV | 30 | operating | 2012 | State Power Investment Group Ningxia Energy Aluminum Co Ltd [100%] | State Power Investment Group Ningxia Energy Aluminum Wuzhong New Energy | 37.4501 | 106.2190 | L100000802348 | G100000802809 | https://www.gem.wiki/Ningxia_Wuzhong_Taiyangshan_SDIC_solar_farm | Global Solar Power Tracker - February 2026 |  | 不适用 | 运行参数继承参考Generators_data.csv的风电/光伏设定
2434 | NX | 4 | 宁夏 | Wuzhong |  | 三峡新能源吴忠发电太阳山一期光伏电站项目20.0MW发电工程 | Ningxia Wuzhong Taiyangshan Three Gorges solar farm | 1 | 光伏 | PV | 20 | operating | 2013 | China Three Gorges New Energy (Group) Co Ltd [100%] | Three Gorges New Energy Wuzhong Power Generation | 37.5669 | 106.4301 | L100000802112 | G100000802497 | https://www.gem.wiki/Ningxia_Wuzhong_Taiyangshan_Three_Gorges_solar_farm | Global Solar Power Tracker - February 2026 |  | 不适用 | 运行参数继承参考Generators_data.csv的风电/光伏设定
2435 | NX | 4 | 宁夏 | Wuzhong |  | 三峡新能源吴忠发电太阳山二期光伏电站项目20.0MW发电工程 | Ningxia Wuzhong Taiyangshan Three Gorges solar farm | 2 | 光伏 | PV | 20 | operating | 2014 | China Three Gorges New Energy (Group) Co Ltd [100%] | Three Gorges New Energy Wuzhong Power Generation | 37.5669 | 106.4301 | L100000802112 | G100000802498 | https://www.gem.wiki/Ningxia_Wuzhong_Taiyangshan_Three_Gorges_solar_farm | Global Solar Power Tracker - February 2026 |  | 不适用 | 运行参数继承参考Generators_data.csv的风电/光伏设定
2436 | NX | 4 | 宁夏 | Wuzhong | Tongxin | 同心隆基一期光伏电站项目 | Ningxia Wuzhong Tongxin Longi solar farm | 1 | 光伏 | PV | 30 | operating | 2014 | XI`AN Longi Clean ENERGY Co Ltd [47%]; CDB New Energy Technology Co Ltd [51%]; unknown [2%] | Tongxin County Longi New Energy | 37.0578 | 105.9069 | L100000802115 | G100000802502 | https://www.gem.wiki/Ningxia_Wuzhong_Tongxin_Longi_solar_farm | Global Solar Power Tracker - February 2026 |  | 不适用 | 运行参数继承参考Generators_data.csv的风电/光伏设定
2437 | NX | 4 | 宁夏 | Wuzhong | Tongxin | 同心隆基二期光伏电站项目 | Ningxia Wuzhong Tongxin Longi solar farm | 2 | 光伏 | PV | 30 | operating | 2015 | XI`AN Longi Clean ENERGY Co Ltd [47%]; unknown [2%]; CDB New Energy Technology Co Ltd [51%] | Tongxin County Longi New Energy | 37.0578 | 105.9069 | L100000802115 | G100000802501 | https://www.gem.wiki/Ningxia_Wuzhong_Tongxin_Longi_solar_farm | Global Solar Power Tracker - February 2026 |  | 不适用 | 运行参数继承参考Generators_data.csv的风电/光伏设定
2438 | NX | 4 | 宁夏 | Wuzhong | Tongxin | 中民投同心光伏发电项目 | Ningxia Wuzhong Tongxin Zhongmin solar farm | -- | 光伏 | PV | 200 | operating | 2015 | Zhongmin Xinneng Investment Group Co Ltd [100%] | Zhongmin Xinneng Ningxia Tongxin | 37.1056 | 105.7749 | L100000802114 | G100000802500 | https://www.gem.wiki/Ningxia_Wuzhong_Tongxin_Zhongmin_solar_farm | Global Solar Power Tracker - February 2026 |  | 不适用 | 运行参数继承参考Generators_data.csv的风电/光伏设定
2439 | NX | 4 | 宁夏 | Wuzhong | Yanchi | 中能建投宁夏盐池120MWp光伏发电项目 | Ningxia Wuzhong Yanchi (CEEG) solar farm | -- | 光伏 | PV | 120 | operating | 2021 | China Energy Engineering Corp Ltd [100%] | China Energy Construction Group Investment | 37.7860 | 107.4010 | L100000810915 | G100000813358 | https://www.gem.wiki/Ningxia_Wuzhong_Yanchi_(CEEG)_solar_farm | Global Solar Power Tracker - February 2026 |  | 不适用 | 运行参数继承参考Generators_data.csv的风电/光伏设定
2440 | NX | 4 | 宁夏 | Wuzhong | Yanchi | 宁夏国信光伏能源有限公司盐池光伏发电与畜牧加工一体化项目 | Ningxia Wuzhong Yanchi Guoxin solar farm | -- | 光伏 | PV | 100 | operating | 2016 | Shandong Dade Energy Co Ltd [100%] | Ningxia Guoxin Photovoltaic Energy | 37.9061 | 107.1138 | L100000802116 | G100000802503 | https://www.gem.wiki/Ningxia_Wuzhong_Yanchi_Guoxin_solar_farm | Global Solar Power Tracker - February 2026 |  | 不适用 | 运行参数继承参考Generators_data.csv的风电/光伏设定
2441 | NX | 4 | 宁夏 |  |  | 宁夏晓东清洁能源有限公司5.995MW分布式光伏电站项目备案通知书 | Ningxia Xiaodong Clean Energy solar project | -- | 光伏 | PV | 6 | operating | 2017 |  |  | 37.0000 | 106.0000 | L100001013644 | G100001015026 | https://www.gem.wiki/Ningxia_Xiaodong_Clean_Energy_solar_project | Global Solar Power Tracker - February 2026 |  | 不适用 | 运行参数继承参考Generators_data.csv的风电/光伏设定
2442 | NX | 4 | 宁夏 | Yinchuan | Xingqing District | 宁夏宝丰新能源发展有限公司250MWp光伏发电项目 | Ningxia Xingqing District Baofeng solar farm | -- | 光伏 | PV | 250 | operating | 2018 | Ningxia Baofengyuan Photovoltaic Power Generation Co Ltd [100%] | Ningxia Baofeng New Energy Development | 38.4249 | 106.5410 | L100000803010 | G100000803499 | https://www.gem.wiki/Ningxia_Xingqing_District_Baofeng_solar_farm | Global Solar Power Tracker - February 2026 |  | 不适用 | 运行参数继承参考Generators_data.csv的风电/光伏设定
2443 | NX | 4 | 宁夏 | Yinchuan | Xingqing District | 中电投宁夏能源铝业银川新能源兴庆红墩子矿区二期光伏电站项目30.0MW发电工程 | Ningxia Xingqing Hongdunzi Mining Area Zhongdiantou solar farm | 2 | 光伏 | PV | 30 | operating | 2014 | State Power Investment Corporation Ningxia Electric Power Distribution Co Ltd [100%] | State Power Investment Group Ningxia Energy Aluminum Yinchuan New Energy | 38.3993 | 106.5343 | L100000802126 | G100000802514 | https://www.gem.wiki/Ningxia_Xingqing_Hongdunzi_Mining_Area_Zhongdiantou_solar_farm | Global Solar Power Tracker - February 2026 |  | 不适用 | 运行参数继承参考Generators_data.csv的风电/光伏设定
2444 | NX | 4 | 宁夏 | Yinchuan | Xingqing District | 宁夏旭宁新能源科技银川兴庆光伏电站项目30.0MW发电工程 | Ningxia Xingqing Hongdunzi Xuning solar farm | -- | 光伏 | PV | 30 | operating | 2014 | RISEN (Ningbo) Electric POWER Development Co Ltd [100%] | Ningxia Xuning New Energy Technology | 38.4760 | 106.4798 | L100000803298 | G100000803804 | https://www.gem.wiki/Ningxia_Xingqing_Hongdunzi_Xuning_solar_farm | Global Solar Power Tracker - February 2026 |  | 不适用 | 运行参数继承参考Generators_data.csv的风电/光伏设定
2445 | NX | 4 | 宁夏 | Yinchuan | Xingqing District | 宁夏宝丰新能源200MW平价光伏项目 | Ningxia Xingqing Yueyahu (Baofeng) solar farm | electricity production | 光伏 | PV | 100 | operating | 2025 | Ningxia Baofengyuan Photovoltaic Power Generation Co Ltd [100%] | Ningxia Baofeng New Energy Development | 38.6007 | 106.5670 | L100000810916 | G100001027678 | https://www.gem.wiki/Ningxia_Xingqing_Yueyahu_(Baofeng)_solar_farm | Global Solar Power Tracker - February 2026 |  | 不适用 | 运行参数继承参考Generators_data.csv的风电/光伏设定
2446 | NX | 4 | 宁夏 | Yinchuan | Xingqing District | 宁夏宝丰新能源200MW平价光伏项目 | Ningxia Xingqing Yueyahu (Baofeng) solar farm | hydrogen production | 光伏 | PV | 100 | operating | 2025 | Ningxia Baofengyuan Photovoltaic Power Generation Co Ltd [100%] | Ningxia Baofeng New Energy Development | 38.6007 | 106.5670 | L100000810916 | G100000813359 | https://www.gem.wiki/Ningxia_Xingqing_Yueyahu_(Baofeng)_solar_farm | Global Solar Power Tracker - February 2026 |  | 不适用 | 运行参数继承参考Generators_data.csv的风电/光伏设定
2447 | NX | 4 | 宁夏 | Yinchuan | Xingqing District | 宁夏华电隆基绿电园区8.98万千瓦光伏复合项目 | Ningxia Xingqqing Huadian-Longyi Green Electricity Park solar farm | -- | 光伏 | PV | 89.8 | operating | 2025 | Huadian Hualong (Yinchuan) Photovoltaic Power Generation Co Ltd |  | 38.6060 | 106.6310 | L100001018726 | G100001020976 | https://www.gem.wiki/Ningxia_Huadian-Longyi_Green_Electricity_Park_solar_farm | Global Solar Power Tracker - February 2026 |  | 不适用 | 运行参数继承参考Generators_data.csv的风电/光伏设定
2448 | NX | 4 | 宁夏 | Yinchuan | Xingqing District | 宁夏宝鑫光伏发电有限公司平价光伏项目 | Ningxia Xinqqing (Baoxin) Unsubsidized solar farm | -- | 光伏 | PV | 166.7 | operating | 2025 | Ningxia Baoxin Photovoltaic Power Generation Co Ltd |  | 38.5390 | 106.6290 | L100001054232 | G100001062068 | https://www.gem.wiki/Ningxia_Xinqqing_(Baoxin)_Unsubsidized_solar_farm | Global Solar Power Tracker - February 2026 |  | 不适用 | 运行参数继承参考Generators_data.csv的风电/光伏设定
2449 | NX | 4 | 宁夏 | Zhongwei | Zhongning | 华润中宁徐套乡150MWp光伏发电项目 | Ningxia Xutaoxiang (Huarun) solar farm | -- | 光伏 | PV | 150 | operating | 2020 | China Resources New Energy Investment Co Ltd [100%] | China Resources New Energy (Zhongning County) | 36.9373 | 105.5743 | L100000810917 | G100000813360 | https://www.gem.wiki/Ningxia_Xutaoxiang_(Huarun)_solar_farm | Global Solar Power Tracker - February 2026 |  | 不适用 | 运行参数继承参考Generators_data.csv的风电/光伏设定
2450 | NX | 4 | 宁夏 | Wuzhong | Yanchi | 宁国运盐池高沙窝92万千瓦光伏复合项目 | Ningxia Yanchi Gaoshawo (Ningguoyun) solar farm | -- | 光伏 | PV | 920 | operating | 2025 | Ningxia State Asset Operating Group Co Ltd | Ningguoyun New Energy (Yanchi) | 38.0040 | 106.8010 | L100001041239 | G100001046519 | https://www.gem.wiki/Ningxia_Yanchi_Gaoshawo_(Ningguoyun)_solar_farm | Global Solar Power Tracker - February 2026 |  | 不适用 | 运行参数继承参考Generators_data.csv的风电/光伏设定
2451 | NX | 4 | 宁夏 | Wuzhong | Yanchi | 盐池县高沙窝镇新能源综合示范 （一期） | Ningxia Yanchi Gaoshawo Zhongmintou solar farm | 1 | 光伏 | PV | 380 | operating | 2016 | Zhongmin Xinneng Investment Group Co Ltd [100%] | Zhongmin Xinneng Ningxia Yanchi | 37.9868 | 107.0125 | L100000802119 | G100000802506 | https://www.gem.wiki/Ningxia_Yanchi_Gaoshawo_Zhongmintou_solar_farm | Global Solar Power Tracker - February 2026 |  | 不适用 | 运行参数继承参考Generators_data.csv的风电/光伏设定
2452 | NX | 4 | 宁夏 | Wuzhong | Yanchi | 盐池县华秦20MWp地面太阳能发电项目 | Ningxia Yanchi Huaqin solar farm | -- | 光伏 | PV | 20 | operating | 2017 | Wolong Electric Yinchuan Transformer Co Ltd [100%] | Yanchi Huaqin Solar Power Generation | 37.8263 | 107.5097 | L100000802992 | G100000803480 | https://www.gem.wiki/Ningxia_Yanchi_Huaqin_solar_farm | Global Solar Power Tracker - February 2026 |  | 不适用 | 运行参数继承参考Generators_data.csv的风电/光伏设定
2453 | NX | 4 | 宁夏 | Wuzhong | Yanchi | 晶澳盐池光伏扶贫配套20MWp光伏电站 | Ningxia Yanchi Jing'ao Proverty Alleviation solar farm | -- | 光伏 | PV | 20 | operating | 2017 | JA Solar Investment (China) Co Ltd [100%] | Yanchi County JA Solar Power Generation | 37.8263 | 107.5097 | L100000802993 | G100000803481 | https://www.gem.wiki/Ningxia_Yanchi_Jing'ao_Proverty_Alleviation_solar_farm | Global Solar Power Tracker - February 2026 |  | 不适用 | 运行参数继承参考Generators_data.csv的风电/光伏设定
2454 | NX | 4 | 宁夏 | Wuzhong | Yanchi | 国能晶体盐池20万千瓦复合光伏发电项目 | Ningxia Yanchi State Energy Investment solar power plant | -- | 光伏 | PV | 200 | operating | 2025 | State Energy Investment Group Ningxia Power Co Ltd [100%] |  | 37.7403 | 107.4765 | L100000810918 | G100000813361 | https://www.gem.wiki/Ningxia_Yanchi_State_Energy_Investment_solar_power_plant | Global Solar Power Tracker - February 2026 |  | 不适用 | 运行参数继承参考Generators_data.csv的风电/光伏设定
2455 | NX | 4 | 宁夏 | Wuzhong | Yanchi | 宁夏盐池兆亿新能源15MWp光伏电站项目 | Ningxia Yanchi trillion energy solar project | -- | 光伏 | PV | 15 | operating | 2016 |  |  | 37.6215 | 107.0519 | L100001013646 | G100001015028 | https://www.gem.wiki/Ningxia_Yanchi_trillion_energy_solar_project | Global Solar Power Tracker - February 2026 |  | 不适用 | 运行参数继承参考Generators_data.csv的风电/光伏设定
2456 | NX | 4 | 宁夏 | Wuzhong | Yanchi | 北京国电中兴盐池王乐井100MWp光伏发电项目 | Ningxia Yanchi Wanglejing solar farm | -- | 光伏 | PV | 100 | operating | 2021 | Beijing State Power Zhongxing Science & Technology Development Co Ltd [100%] | Beijing State Power Zhongxing Science & Technology Development | 37.6801 | 106.8708 | L100000810919 | G100000813362 | https://www.gem.wiki/Ningxia_Yanchi_Wanglejing_solar_farm | Global Solar Power Tracker - February 2026 |  | 不适用 | 运行参数继承参考Generators_data.csv的风电/光伏设定
2457 | NX | 4 | 宁夏 | Wuzhong | Yanchi | 中民投盐池179.766MWp光伏发电项目 | Ningxia Yanchi Zhongmin Guangfu solar farm | -- | 光伏 | PV | 180 | operating | 2018 | Xinjiang Silk Road Runyuan New Energy Co Ltd [65%]; China Mining Energy Control Co Ltd [35%] | Zhongmin Guangfu Ningxia Yanchi | 37.8263 | 107.5097 | L100000803014 | G100000803503 | https://www.gem.wiki/Ningxia_Yanchi_Zhongmin_Guangfu_solar_farm | Global Solar Power Tracker - February 2026 |  | 不适用 | 运行参数继承参考Generators_data.csv的风电/光伏设定
2458 | NX | 4 | 宁夏 | Wuzhong | Yanchi | 中民投盐池200兆瓦光伏复合发电项目 | Ningxia Yanchi Zhongmin Xinneng Compound solar farm | -- | 光伏 | PV | 200 | operating | 2019 | East China Xinhua Energy Investment Co Ltd [100%] | Zhongmin Xinneng Ningxia Yanchi Photoelectric Energy | 38.0016 | 107.0467 | L100000802994 | G100000803482 | https://www.gem.wiki/Ningxia_Yanchi_Zhongmin_Xinneng_Compound_solar_farm | Global Solar Power Tracker - February 2026 |  | 不适用 | 运行参数继承参考Generators_data.csv的风电/光伏设定
2459 | NX | 4 | 宁夏 | Wuzhong | Yanchi | 中民投盐池光伏扶贫试点村级电站项目 | Ningxia Yanchi Zhongmintou Poverty Alleviation solar farm | -- | 光伏 | PV | 234 | operating | 2018 | Zhongmin Energy Control Co Ltd [100%] | Zhongmin Guangfu Ningxia Yanchi | 37.9787 | 107.0049 | L100000802118 | G100000802505 | https://www.gem.wiki/Ningxia_Yanchi_Zhongmintou_Poverty_Alleviation_solar_farm | Global Solar Power Tracker - February 2026 |  | 不适用 | 运行参数继承参考Generators_data.csv的风电/光伏设定
2460 | NX | 4 | 宁夏 | Wuzhong | Yanchi | 中民投宁夏盐池200MW光伏发电项目 | Ningxia Yanchi Zhongmintou solar farm | -- | 光伏 | PV | 200 | operating | 2019 | Zhongmin Energy Control Co Ltd [100%] | Zhongmin Guangfu (Ningxia) Investment | 37.9816 | 107.0175 | L100000802117 | G100000802504 | https://www.gem.wiki/Ningxia_Yanchi_Zhongmintou_solar_farm | Global Solar Power Tracker - February 2026 |  | 不适用 | 运行参数继承参考Generators_data.csv的风电/光伏设定
2461 | NX | 4 | 宁夏 | Wuzhong | Yanchi | 宁夏意科太阳能发电有限公司高沙窝光伏发电二期10MWp项目 | Ningxia Yike Solar Power Gaoshawo solar project | -- | 光伏 | PV | 9 | operating | 2011 |  |  | 37.6215 | 107.0519 | L100001013647 | G100001015029 | https://www.gem.wiki/Ningxia_Yike_Solar_Power_Gaoshawo_solar_project | Global Solar Power Tracker - February 2026 |  | 不适用 | 运行参数继承参考Generators_data.csv的风电/光伏设定
2462 | NX | 4 | 宁夏 | Yinchuan | Xingqing District | 宁夏京能临河200MWp光伏项目 | Ningxia Yinchuan Binggou Jingneng solar farm | -- | 光伏 | PV | 200 | operating | 2021 | Beijing Jingneng Clean Energy Co Ltd [100%] | Northwest Branch of Beijing Jingneng Clean Energy Power | 38.5143 | 106.5883 | L100000802385 | G100000802849 | https://www.gem.wiki/Ningxia_Yinchuan_Binggou_Jingneng_solar_farm | Global Solar Power Tracker - February 2026 |  | 不适用 | 运行参数继承参考Generators_data.csv的风电/光伏设定
2463 | NX | 4 | 宁夏 | Yinchuan | Xingqing District | 山西神头银川市兵沟200MW光伏竞价发电项目 | Ningxia Yinchuan Binggou Shanxi Shentou solar farm | -- | 光伏 | PV | 200 | operating | 2021 | Shanxi Shentou Power Co Ltd; Xi'an LONGi Clean Energy Co Ltd |  | 38.5060 | 106.5862 | L100000802386 | G100000802850 | https://www.gem.wiki/Ningxia_Yinchuan_Binggou_Shanxi_Shentou_solar_farm | Global Solar Power Tracker - February 2026 |  | 不适用 | 运行参数继承参考Generators_data.csv的风电/光伏设定
2464 | NX | 4 | 宁夏 | Yinchuan | Lingwu City | 宁夏宁东神舟光伏电力银川上海航天机电宁东一期光伏电站项目100.0MW发电工程 | Ningxia Yinchuan Ningdong Shanghai Aerospace Machinery solar farm | 1 | 光伏 | PV | 100 | operating | 2014 | Shangshi Aerospace Xinghe Energy [100%] | Ningxia Ningdong Shenzhou Photovoltaic Power | 38.1713 | 106.7582 | L100000802125 | G100000802512 | https://www.gem.wiki/Ningxia_Yinchuan_Ningdong_Shanghai_Aerospace_Machinery_solar_farm | Global Solar Power Tracker - February 2026 |  | 不适用 | 运行参数继承参考Generators_data.csv的风电/光伏设定
2465 | NX | 4 | 宁夏 | Yinchuan | Lingwu City | 上海航天机电宁东二期光伏电站项目 | Ningxia Yinchuan Ningdong Shanghai Aerospace Machinery solar farm | 2 | 光伏 | PV | 50 | operating | 2015 | Shangshi Aerospace Xinghe Energy [100%] | Ningxia Ningdong Shenzhou Photovoltaic Power | 38.1713 | 106.7582 | L100000802125 | G100000802513 | https://www.gem.wiki/Ningxia_Yinchuan_Ningdong_Shanghai_Aerospace_Machinery_solar_farm | Global Solar Power Tracker - February 2026 |  | 不适用 | 运行参数继承参考Generators_data.csv的风电/光伏设定
2466 | NX | 4 | 宁夏 | Yinchuan | Yongning | 宁夏国光新能源有限公司永宁县10万kW光伏电站 | Ningxia Yongning Guoguang solar farm | -- | 光伏 | PV | 100 | operating | 2020 | Ningxia Ningtong Fuxin Energy Co Ltd [100%] | Ningxia Guoguang New Energy | 38.2842 | 105.9656 | L100000803023 | G100000803512 | https://www.gem.wiki/Ningxia_Yongning_Guoguang_solar_farm | Global Solar Power Tracker - February 2026 |  | 不适用 | 运行参数继承参考Generators_data.csv的风电/光伏设定
2467 | NX | 4 | 宁夏 | Yinchuan | Yongning | 青岛昌盛日电永宁农业科技大棚光伏电站项目 | Ningxia Yongning Minningzhen Shengjing Agriculture solar farm | -- | 光伏 | PV | 30 | operating | 2014 | Qingdao Changsheng Ridian Solar Technology Co Ltd [10%]; Suzhou GCL New Energy Investment Co Ltd [90%] | Ningxia Shengjing Solar Energy Technology | 38.2756 | 106.0855 | L100000802602 | G100000803072 | https://www.gem.wiki/Ningxia_Yongning_Minningzhen_Shengjing_Agriculture_solar_farm | Global Solar Power Tracker - February 2026 |  | 不适用 | 运行参数继承参考Generators_data.csv的风电/光伏设定
2468 | NX | 4 | 宁夏 | Guyuan | Yuanzhou District | 固原中能振发原州区30 兆瓦光伏电站项目 | Ningxia Yuanzhou District CECEP Zhenfa solar farm | 1 | 光伏 | PV | 30 | operating | 2013 | CECEP Solar Energy Technology Co Ltd [94%]; Jiangsu Dagang Co Ltd [6%] | CECEP Solar Energy Technology (Zhenjiang) | 36.0565 | 106.2574 | L100000803005 | G100000803493 | https://www.gem.wiki/Ningxia_Yuanzhou_District_CECEP_Zhenfa_solar_farm | Global Solar Power Tracker - February 2026 |  | 不适用 | 运行参数继承参考Generators_data.csv的风电/光伏设定
2469 | NX | 4 | 宁夏 | Guyuan | Yuanzhou District | 中能振发原州区二期光伏电站项目 | Ningxia Yuanzhou District CECEP Zhenfa solar farm | 2 | 光伏 | PV | 30 | operating | 2017 | CECEP Solar Technology (Zhenjiang) Co Ltd [100%] | Guyuan Zhongneng Zhenlv Power Generation | 36.0883 | 106.1544 | L100000803005 | G100000803494 | https://www.gem.wiki/Ningxia_Yuanzhou_District_CECEP_Zhenfa_solar_farm | Global Solar Power Tracker - February 2026 |  | 不适用 | 运行参数继承参考Generators_data.csv的风电/光伏设定
2470 | NX | 4 | 宁夏 | Guyuan | Yuanzhou District | 固原中能振发光伏发电原州光伏电站项目30.0MW发电工程 | Ningxia Yuanzhou Pengpu Zhenfa solar farm | -- | 光伏 | PV | 30 | operating | 2013 | Cecep Solar Energy Technology (Zhenjiang) Co Ltd [100%] | Guyuan Zhongneng Zhenlv Power Generation | 36.0037 | 106.2837 | L100000803305 | G100000803811 | https://www.gem.wiki/Ningxia_Yuanzhou_Pengpu_Zhenfa_solar_farm | Global Solar Power Tracker - February 2026 |  | 不适用 | 运行参数继承参考Generators_data.csv的风电/光伏设定
2471 | NX | 4 | 宁夏 | Zhongwei | Zhongning | 中宁县欣文新能源公司余丁乡黄羊村200兆瓦光伏项目 | Ningxia Yudingxiang Huangyangcun solar farm | -- | 光伏 | PV | 200 | operating | 2020 | Ningxia Haobo New Energy Technology Co Ltd [100%] | Zhongning Xinwen New Energy | 37.5133 | 105.5646 | L100000810921 | G100000813364 | https://www.gem.wiki/Ningxia_Yudingxiang_Huangyangcun_solar_farm | Global Solar Power Tracker - February 2026 |  | 不适用 | 运行参数继承参考Generators_data.csv的风电/光伏设定
2472 | NX | 4 | 宁夏 | Zhongwei | Zhongning | 中宁县中电新能源公司余丁乡金沙村150MW光伏项目 | Ningxia Yudingxiang Jinshacun solar farm | -- | 光伏 | PV | 150 | operating | 2023 | Sinohydro Renewable Energy Co Ltd [100%] | Zhongning Zhongdian New Energy | 37.5135 | 105.5646 | L100000810922 | G100000813365 | https://www.gem.wiki/Ningxia_Yudingxiang_Jinshacun_solar_farm | Global Solar Power Tracker - February 2026 |  | 不适用 | 运行参数继承参考Generators_data.csv的风电/光伏设定
2473 | NX | 4 | 宁夏 | Zhongwei | Zhongning | 中宁县佳阳新能源公司余丁乡永兴村200兆瓦光伏项目 | Ningxia Yudingxiang Yongxingcun solar farm | -- | 光伏 | PV | 200 | operating | 2021 | Ningxia Jiayang New Energy Technology Development Co Ltd [100%] | Zhongning Jiayang New Energy | 37.5133 | 105.5646 | L100000810923 | G100000813366 | https://www.gem.wiki/Ningxia_Yudingxiang_Yongxingcun_solar_farm | Global Solar Power Tracker - February 2026 |  | 不适用 | 运行参数继承参考Generators_data.csv的风电/光伏设定
2474 | NX | 4 | 宁夏 | Zhongwei | Zhongning | 中船重工中宁县200MWp光伏复合项目 | Ningxia Zhongchuan Zhonggong solar farm | -- | 光伏 | PV | 200 | operating | 2022 | China Resources New Energy Investment Co Ltd [100%] | China Resources New Energy (Zhongning County) | 36.9373 | 105.5743 | L100000810924 | G100000813367 | https://www.gem.wiki/Ningxia_Zhongchuan_Zhonggong_solar_farm | Global Solar Power Tracker - February 2026 |  | 不适用 | 运行参数继承参考Generators_data.csv的风电/光伏设定
2475 | NX | 4 | 宁夏 | Zhongwei | Zhongning | 宁夏佳洋能源 200MWp 光 伏发电复合项目 | Ningxia Zhongning (Jiayang) solar farm | -- | 光伏 | PV | 200 | operating | 2023 | Ningxia Jiayang Energy Co Ltd [100%] |  | 37.0429 | 105.7269 | L100000828620 | G100000832305 | https://www.gem.wiki/Ningxia_Zhongning_(Jiayang)_solar_farm | Global Solar Power Tracker - February 2026 |  | 不适用 | 运行参数继承参考Generators_data.csv的风电/光伏设定
2476 | NX | 4 | 宁夏 | Zhongwei | Zhongning | 中宁隆基光伏新能源有限公司喊叫水200MW光伏发电项目 | Ningxia Zhongning Hanjiaoshui Longji solar farm | -- | 光伏 | PV | 200 | operating | 2017 | Wuling Power Co Ltd [70%]; Xi'an LONGi Clean Energy Co Ltd [30%] | Zhongning Longji Photovoltaic New Energy | 37.0941 | 105.5682 | L100000802997 | G100000803485 | https://www.gem.wiki/Ningxia_Zhongning_Hanjiaoshui_Longji_solar_farm | Global Solar Power Tracker - February 2026 |  | 不适用 | 运行参数继承参考Generators_data.csv的风电/光伏设定
2477 | NX | 4 | 宁夏 | Zhongwei | Zhongning | 中宁隆基天华 20MWp 集中式地面光伏电站 | Ningxia Zhongning Longji Tianhua Ground solar farm | -- | 光伏 | PV | 20 | operating | 2014 | Jinkai New Energy Technology Co Ltd [51%]; Ningxia LONGi Silicon Materials Co Ltd [49%] | Zhongning Longji Tianhua New Energy | 37.5637 | 105.5087 | L100000803143 | G100000803636 | https://www.gem.wiki/Ningxia_Zhongning_Longji_Tianhua_Ground_solar_farm | Global Solar Power Tracker - February 2026 |  | 不适用 | 运行参数继承参考Generators_data.csv的风电/光伏设定
2478 | NX | 4 | 宁夏 | Zhongwei | Zhongning | 中宁美橙电力有限公司 45MW 扶贫光伏发电项目 | Ningxia Zhongning Meicheng solar farm | -- | 光伏 | PV | 45 | operating | 2022 | China Three Gorges Renewables (Group) Co Ltd [100%] | Zhongning Meicheng Electric Power | 37.5004 | 105.6738 | L100000810927 | G100000813370 | https://www.gem.wiki/Ningxia_Zhongning_Meicheng_solar_farm | Global Solar Power Tracker - February 2026 |  | 不适用 | 运行参数继承参考Generators_data.csv的风电/光伏设定
2479 | NX | 4 | 宁夏 | Zhongwei | Zhongning | 宁夏中宁光伏产业园30MW光伏发电项目 | Ningxia Zhongning Photovoltaic Estate solar farm | -- | 光伏 | PV | 30 | operating | 2015 | Sumec Energy Development Co Ltd [100%] | Enfi New Energy (Zhongning) | 37.6479 | 105.7685 | L100000802153 | G100000802545 | https://www.gem.wiki/Ningxia_Zhongning_Photovoltaic_Estate_solar_farm | Global Solar Power Tracker - February 2026 |  | 不适用 | 运行参数继承参考Generators_data.csv的风电/光伏设定
2480 | NX | 4 | 宁夏 | Zhongwei | Zhongning | 中宁县兴业锦绣新能源有限公司中宁县100MW光伏发电项目 | Ningxia Zhongning Xingye Jinxiu solar farm | -- | 光伏 | PV | 100 | operating | 2017 | Ningxia Jinxiu Longteng New Energy Co Ltd [100%] | Zhongning Xingye Jinxiu New Energy | 37.5433 | 105.5379 | L100000803001 | G100000803489 | https://www.gem.wiki/Ningxia_Zhongning_Xingye_Jinxiu_solar_farm | Global Solar Power Tracker - February 2026 |  | 不适用 | 运行参数继承参考Generators_data.csv的风电/光伏设定
2481 | NX | 4 | 宁夏 | Zhongwei | Zhongning | 宁国运中宁徐套100万千瓦风光同场复合项目 | Ningxia Zhongning Xutao (Ningguoyun) Renewables Complex solar farm | -- | 光伏 | PV | 850 | operating | 2025 | Ningguoyun New Energy (Zhongning) Co Ltd; China Steel 18th Bureau Group Number 2 Engineering Co Ltd |  | 36.9340 | 105.5730 | L100001045882 | G100001051720 | https://www.gem.wiki/Ningxia_Zhongning_Xutao_(Ningguoyun)_Renewables_Complex_solar_farm | Global Solar Power Tracker - February 2026 |  | 不适用 | 运行参数继承参考Generators_data.csv的风电/光伏设定
2482 | NX | 4 | 宁夏 | Zhongwei | Zhongning | 万山电力中卫市中宁县余丁沙蒿梁200MWp 平价光伏复合项目 | Ningxia Zhongning Yuding Shaogaoliang solar farm | -- | 光伏 | PV | 200 | operating | 2022 | Ningxia Zhengteng New Energy Co Ltd [100%] | Ningxia Zhengda New Energy | 37.5661 | 105.5088 | L100000810928 | G100000813371 | https://www.gem.wiki/Ningxia_Zhongning_Yuding_Shaogaoliang_solar_farm | Global Solar Power Tracker - February 2026 |  | 不适用 | 运行参数继承参考Generators_data.csv的风电/光伏设定
2483 | NX | 4 | 宁夏 | Zhongwei | Zhongning | 中宁县中禾能源公司余丁乡余丁村150兆瓦光伏 | Ningxia Zhongning Yudingxiang (Zhonghe) solar farm | -- | 光伏 | PV | 150 | operating | 2021 | Ningxia Huituo New Energy Technology Co Ltd [100%] | Zhongning Zhonghe Energy | 37.5132 | 105.5644 | L100000810929 | G100000813372 | https://www.gem.wiki/Ningxia_Zhongning_Yudingxiang_(Zhonghe)_solar_farm | Global Solar Power Tracker - February 2026 |  | 不适用 | 运行参数继承参考Generators_data.csv的风电/光伏设定
2484 | NX | 4 | 宁夏 | Zhongwei | Zhongning | 中宁光热电一体化示范项目 | Ningxia Zhongning Zhongmei Ward solar farm | -- | 光伏 | PV | 30 | operating | 2017 | Hong Kong Amazon Financing Co Ltd [30%]; Beijing World Financial Investment Holdings Co Ltd [30%]; Shanxi Golden Ocean Investment Co Ltd [40%] | Ningxia Zhongmei Ward New Energy | 37.5327 | 105.5690 | L100000802603 | G100000803073 | https://www.gem.wiki/Ningxia_Zhongning_Zhongmei_Ward_solar_farm | Global Solar Power Tracker - February 2026 |  | 不适用 | 运行参数继承参考Generators_data.csv的风电/光伏设定
2485 | NX | 4 | 宁夏 | Zhongwei | Shapotou District | 中卫长河20MWp光伏电站项目 项 | Ningxia Zhongwei Changhe solar farm | -- | 光伏 | PV | 20 | operating | 2013 | CECEP Solar Energy Technology Co Ltd [86%]; Ningxia Haoneng New Energy Co Ltd [14%] | Ningxia Zhongwei Changhe New Energy | 37.5628 | 105.0347 | L100000802133 | G100000802522 | https://www.gem.wiki/Ningxia_Zhongwei_Changhe_solar_farm | Global Solar Power Tracker - February 2026 |  | 不适用 | 运行参数继承参考Generators_data.csv的风电/光伏设定
2486 | NX | 4 | 宁夏 | Zhongwei | Shapotou District | 宁夏汇合中卫常乐光伏电站项目 | Ningxia Zhongwei Changle Huihe Fengguang solar farm | -- | 光伏 | PV | 30 | operating | 2015 | CGN Solar Energy Development Co Ltd [100%] | Ningxia Huihe Fengguang New Energy | 37.4581 | 105.1164 | L100000802601 | G100000803071 | https://www.gem.wiki/Ningxia_Zhongwei_Changle_Huihe_Fengguang_solar_farm | Global Solar Power Tracker - February 2026 |  | 不适用 | 运行参数继承参考Generators_data.csv的风电/光伏设定
2487 | NX | 4 | 宁夏 | Zhongwei | Shapotou District | 大唐中卫云基地数据中心绿电供应500MW源网荷储一体化光伏项目 | Ningxia Zhongwei Cloud Data Center (Datang) Green Power Supply solar farm | -- | 光伏 | PV | 500 | operating | 2025 | Datang Zhongwei New Energy Co Ltd |  | 37.5610 | 105.1650 | L100001044940 | G100001050502 | https://www.gem.wiki/Ningxia_Zhongwei_Cloud_Data_Center_(Datang)_Green_Power_Supply_solar_farm | Global Solar Power Tracker - February 2026 |  | 不适用 | 运行参数继承参考Generators_data.csv的风电/光伏设定
2488 | NX | 4 | 宁夏 | Zhongwei | Shapotou District | 宁夏中卫协鑫100MWp光伏发电项目 | Ningxia Zhongwei GCL solar farm | -- | 光伏 | PV | 100 | operating | 2017 | Huaneng Gongrong No. 1 (Tianjin) Equity Investment Fund Partnership (Limited Partnership) [60%]; Huaneng Gongrong No. 2 (Tianjin) Equity Investment Fund Partnership (Limited Partnership) [40%] | Ningxia Zhongwei GCL Photovoltaic Power | 37.5317 | 105.0266 | L100000802989 | G100000803477 | https://www.gem.wiki/Ningxia_Zhongwei_GCL_solar_farm | Global Solar Power Tracker - February 2026 |  | 不适用 | 运行参数继承参考Generators_data.csv的风电/光伏设定
2489 | NX | 4 | 宁夏 | Zhongwei |  | 国电中卫并网光伏一期20MWp发电工程 | Ningxia Zhongwei Guodian solar farm | 1 | 光伏 | PV | 20 | operating | 2011 | GD POWER Development Co Ltd [100%] | Ningxia Guodian Atlas New Energy Development | 37.6369 | 105.3466 | L100000802346 | G100000802807 | https://www.gem.wiki/Ningxia_Zhongwei_Guodian_solar_farm | Global Solar Power Tracker - February 2026 |  | 不适用 | 运行参数继承参考Generators_data.csv的风电/光伏设定
2490 | NX | 4 | 宁夏 | Zhongwei | Zhongning | 宁夏金阳新能源有限公司30MWp太阳能光伏发电项目 | Ningxia Zhongwei Jinyang New Energy solar farm | -- | 光伏 | PV | 30 | operating | 2011 | Zhenfa Energy Group Co Ltd [100%] | Ningxia Jinyang New Energy | 37.5504 | 105.0436 | L100000802154 | G100000802546 | https://www.gem.wiki/Ningxia_Zhongwei_Jinyang_New_Energy_solar_farm | Global Solar Power Tracker - February 2026 |  | 不适用 | 运行参数继承参考Generators_data.csv的风电/光伏设定
2491 | NX | 4 | 宁夏 | Zhongwei | Shapotou District | 宁夏回族自治区中卫宁清50MWp光伏发电项目 | Ningxia Zhongwei Ningqing solar farm | -- | 光伏 | PV | 50 | operating | 2018 | Ningxia Hui Autonomous Region Electric Power Design Institute Co Ltd [100%] | Ningxia Zhongwei Ningqing Photovoltaic Power | 37.6369 | 105.3466 | L100000803024 | G100000803513 | https://www.gem.wiki/Ningxia_Zhongwei_Ningqing_solar_farm | Global Solar Power Tracker - February 2026 |  | 不适用 | 运行参数继承参考Generators_data.csv的风电/光伏设定
2492 | NX | 4 | 宁夏 | Zhongwei | Shapotou District | 中节能中卫太阳能发电沙坡头一期光伏电站项目20.0MW发电工程 | Ningxia Zhongwei Shapotou CECEP solar farm | 1 | 光伏 | PV | 20 | operating | 2013 | CECEP Solar Energy Technology Co Ltd [100%] | CECEP Zhongwei Solar Power Generation | 37.5541 | 105.0166 | L100000802135 | G100000802525 | https://www.gem.wiki/Ningxia_Zhongwei_Shapotou_CECEP_solar_farm | Global Solar Power Tracker - February 2026 |  | 不适用 | 运行参数继承参考Generators_data.csv的风电/光伏设定
2493 | NX | 4 | 宁夏 | Zhongwei | Shapotou District | 中节能中卫二期20MWp光伏电站项目 | Ningxia Zhongwei Shapotou CECEP solar farm | 2 | 光伏 | PV | 20 | operating | 2014 | CECEP Solar Energy Technology Co Ltd [100%] | CECEP Zhongwei Solar Power Generation | 37.5541 | 105.0166 | L100000802135 | G100000802524 | https://www.gem.wiki/Ningxia_Zhongwei_Shapotou_CECEP_solar_farm | Global Solar Power Tracker - February 2026 |  | 不适用 | 运行参数继承参考Generators_data.csv的风电/光伏设定
2494 | NX | 4 | 宁夏 | Zhongwei | Shapotou District | 中广核宁夏索宝中卫一期光伏电站项目 | Ningxia Zhongwei Shapotou CGN Suobao solar farm | 1 | 光伏 | PV | 20 | operating | 2014 | CGN Solar Energy Development Co Ltd [100%] | Ningxia Suo Bao New Energy Technology Development | 37.5492 | 105.0482 | L100000802130 | G100000802518 | https://www.gem.wiki/Ningxia_Zhongwei_Shapotou_CGN_Suobao_solar_farm | Global Solar Power Tracker - February 2026 |  | 不适用 | 运行参数继承参考Generators_data.csv的风电/光伏设定
2495 | NX | 4 | 宁夏 | Zhongwei | Shapotou District | 中广核宁夏索宝中卫二期光伏电站项目 | Ningxia Zhongwei Shapotou CGN Suobao solar farm | 2 | 光伏 | PV | 20 | operating | 2016 | CGN Solar Energy Development Co Ltd [100%] | Ningxia Suo Bao New Energy Technology Development | 37.5492 | 105.0482 | L100000802130 | G100000802519 | https://www.gem.wiki/Ningxia_Zhongwei_Shapotou_CGN_Suobao_solar_farm | Global Solar Power Tracker - February 2026 |  | 不适用 | 运行参数继承参考Generators_data.csv的风电/光伏设定
2496 | NX | 4 | 宁夏 | Zhongwei | Shapotou District | 恩菲新能源（中卫）有限公司太阳能光伏并网发电 30MWp 工程项目 | Ningxia Zhongwei Shapotou Enfi Grid-Connected solar farm | -- | 光伏 | PV | 30 | operating | 2012 | China Enfi Engineering Technology Co Ltd [100%] | ENFI New Energy (Zhongwei) | 37.3852 | 105.4407 | L100000802136 | G100000802526 | https://www.gem.wiki/Ningxia_Zhongwei_Shapotou_Enfi_Grid-Connected_solar_farm | Global Solar Power Tracker - February 2026 |  | 不适用 | 运行参数继承参考Generators_data.csv的风电/光伏设定
2497 | NX | 4 | 宁夏 | Zhongwei | Shapotou District | 恒基伟业中卫一期光伏电站项目 | Ningxia Zhongwei Shapotou Hengji Weiye solar farm | 1 | 光伏 | PV | 20 | operating | 2014 | Beijing Jingkai Integrated Smart Energy Co Ltd [100%] | Zhongwei Hengji Weiye Photovoltaic Power | 37.5783 | 105.0471 | L100000802137 | G100000802528 | https://www.gem.wiki/Ningxia_Zhongwei_Shapotou_Hengji_Weiye_solar_farm | Global Solar Power Tracker - February 2026 |  | 不适用 | 运行参数继承参考Generators_data.csv的风电/光伏设定
2498 | NX | 4 | 宁夏 | Zhongwei | Shapotou District | 恒基伟业中卫二期光伏电站项目 | Ningxia Zhongwei Shapotou Hengji Weiye solar farm | 2 | 光伏 | PV | 30 | operating | 2015 | Beijing Jingkai Integrated Smart Energy Co Ltd [100%] | Zhongwei Hengji Weiye Photovoltaic Power | 37.5783 | 105.0471 | L100000802137 | G100000802527 | https://www.gem.wiki/Ningxia_Zhongwei_Shapotou_Hengji_Weiye_solar_farm | Global Solar Power Tracker - February 2026 |  | 不适用 | 运行参数继承参考Generators_data.csv的风电/光伏设定
2499 | NX | 4 | 宁夏 | Zhongwei | Shapotou District | 华能宁夏中卫光伏发电沙坡头三期光伏电站项目40.0MW发电工程 | Ningxia Zhongwei Shapotou Huaneng solar farm | -- | 光伏 | PV | 40 | operating | 2013 | China Huaneng Group Co Ltd [100%] | Huaneng Ningxia Energy | 37.5686 | 105.0428 | L100000802139 | G100000802530 | https://www.gem.wiki/Ningxia_Zhongwei_Shapotou_Huaneng_solar_farm | Global Solar Power Tracker - February 2026 |  | 不适用 | 运行参数继承参考Generators_data.csv的风电/光伏设定
2500 | NX | 4 | 宁夏 | Zhongwei | Shapotou District | 京能中卫光伏产业园 20 兆瓦光伏并网发电项目 | Ningxia Zhongwei Shapotou Jingneng solar farm | -- | 光伏 | PV | 20 | operating | 2013 | Beijing Jingneng Clean Energy Power Co Ltd [100%] | Ningxia Jingneng Zhongwei New Energy | 37.5867 | 105.0496 | L100000802132 | G100000802521 | https://www.gem.wiki/Ningxia_Zhongwei_Shapotou_Jingneng_solar_farm | Global Solar Power Tracker - February 2026 |  | 不适用 | 运行参数继承参考Generators_data.csv的风电/光伏设定
2501 | NX | 4 | 宁夏 | Zhongwei | Shapotou District | 宁夏金礼50兆瓦光伏农业发电项目 | Ningxia Zhongwei Shapotou Jinli Agricultural solar farm | -- | 光伏 | PV | 50 | operating | 2015 | Huaneng Gongrong No.1 (Tianjin) Equity Investment Fund Partnership (Limited Partnership) [60%]; Huaneng Gongrong No.2 (Tianjin) Equity Investment Fund Partnership (Limited Partnership) [40%] | Ningxia Jinli Photovoltaic Power | 37.5331 | 105.0398 | L100000802142 | G100000802533 | https://www.gem.wiki/Ningxia_Zhongwei_Shapotou_Jinli_Agricultural_solar_farm | Global Solar Power Tracker - February 2026 |  | 不适用 | 运行参数继承参考Generators_data.csv的风电/光伏设定
2502 | NX | 4 | 宁夏 | Zhongwei | Shapotou District | 宁夏金信光伏农业发电项目 | Ningxia Zhongwei Shapotou Jinxin Agricultural solar farm | -- | 光伏 | PV | 50 | operating | 2015 | Huaneng Gongrong No.1 (Tianjin) Equity Investment Fund Partnership (Limited Partnership) [60%]; Huaneng Gongrong No.2 (Tianjin) Equity Investment Fund Partnership (Limited Partnership) [40%] | Ningxia Jinxin Photovoltaic Power | 37.5633 | 105.0490 | L100000802143 | G100000802534 | https://www.gem.wiki/Ningxia_Zhongwei_Shapotou_Jinxin_Agricultural_solar_farm | Global Solar Power Tracker - February 2026 |  | 不适用 | 运行参数继承参考Generators_data.csv的风电/光伏设定
2503 | NX | 4 | 宁夏 | Zhongwei | Shapotou District | 宁夏盛阳新能源中卫沙坡头并网光伏30MWp发电工程 | Ningxia Zhongwei Shapotou Shengyang Grid-Connected solar farm | -- | 光伏 | PV | 30 | operating | 2013 | Beijing Jingyuntong Technology Co Ltd [100%] | Ningxia Shengyang New Energy | 37.5739 | 105.0373 | L100000802144 | G100000802535 | https://www.gem.wiki/Ningxia_Zhongwei_Shapotou_Shengyang_Grid-Connected_solar_farm | Global Solar Power Tracker - February 2026 |  | 不适用 | 运行参数继承参考Generators_data.csv的风电/光伏设定
2504 | NX | 4 | 宁夏 | Zhongwei | Shapotou District | 宁夏中卫太科光伏电力沙坡头上海航天机电中卫二期光伏电站项目20.0MW发电工程 | Ningxia Zhongwei Shapotou Taike solar farm | 2 | 光伏 | PV | 20 | operating | 2013 | Shangshi Aerospace Xinghe Energy (Shanghai) Co Ltd [100%] | Ningxia Zhongwei Taike Photovoltaic Power | 37.5708 | 105.0426 | L100000802145 | G100000802536 | https://www.gem.wiki/Ningxia_Zhongwei_Shapotou_Taike_solar_farm | Global Solar Power Tracker - February 2026 |  | 不适用 | 运行参数继承参考Generators_data.csv的风电/光伏设定
2505 | NX | 4 | 宁夏 | Zhongwei | Shapotou District | 宁夏金阳新能源中卫沙坡头并网光伏30MWp发电工程 | Ningxia Zhongwei Shapotou Zhenfa (Jinyang New Energy) solar farm | -- | 光伏 | PV | 30 | operating | 2012 | Zhenfa Energy Group Co Ltd [100%] | Ningxia Jinyang New Energy | 37.5475 | 105.0391 | L100000802344 | G100000802805 | https://www.gem.wiki/Ningxia_Zhongwei_Shapotou_Zhenfa_(Jinyang_New_Energy)_solar_farm | Global Solar Power Tracker - February 2026 |  | 不适用 | 运行参数继承参考Generators_data.csv的风电/光伏设定
2506 | NX | 4 | 宁夏 | Zhongwei | Zhongning | 中卫振发沙漠光伏发电有限公司一期 20MWp 光伏电站项目 | Ningxia Zhongwei Shapotou Zhenfa (Zhongwei Zhenfa) solar farm | 1 | 光伏 | PV | 20 | operating | 2014 | Zhenfa New Energy Group Co Ltd [100%] | Zhongwei Zhenfa Desert Photovoltaic Power | 37.5298 | 105.3827 | L100000802147 | G100000802538 | https://www.gem.wiki/Ningxia_Zhongwei_Shapotou_Zhenfa_(Zhongwei_Zhenfa)_solar_farm | Global Solar Power Tracker - February 2026 |  | 不适用 | 运行参数继承参考Generators_data.csv的风电/光伏设定
2507 | NX | 4 | 宁夏 | Zhongwei | Shapotou District | 中卫市振发沙漠光伏发电沙坡头二期光伏电站项目30.0MW发电工程 | Ningxia Zhongwei Shapotou Zhenfa (Zhongwei Zhenfa) solar farm | 2 | 光伏 | PV | 30 | operating | 2013 | Zhenfa New Energy Group Co Ltd [100%] | Zhongwei Zhenfa Desert Photovoltaic Power | 37.5298 | 105.3827 | L100000802147 | G100000802539 | https://www.gem.wiki/Ningxia_Zhongwei_Shapotou_Zhenfa_(Zhongwei_Zhenfa)_solar_farm | Global Solar Power Tracker - February 2026 |  | 不适用 | 运行参数继承参考Generators_data.csv的风电/光伏设定
2508 | NX | 4 | 宁夏 | Zhongwei | Shapotou District | 宁夏振阳新能源中卫沙坡头光伏电站项目100.0MW发电工程 | Ningxia Zhongwei Shapotou Zhenyang solar farm | -- | 光伏 | PV | 100 | operating | 2013 | Beijing Jingyuntong Technology Co Ltd [100%] | Ningxia Zhenyang New Energy | 37.5640 | 105.0444 | L100000802151 | G100000802543 | https://www.gem.wiki/Ningxia_Zhongwei_Shapotou_Zhenyang_solar_farm | Global Solar Power Tracker - February 2026 |  | 不适用 | 运行参数继承参考Generators_data.csv的风电/光伏设定
2509 | NX | 4 | 宁夏 | Zhongwei | Shapotou District | 中冶美利云产业投资股份有限公司50MWp光伏电站项目 | Ningxia Zhongwei Shapotou Zhongye Meiliyun solar farm | -- | 光伏 | PV | 50 | operating | 2018 | MCC Meiliyun Industrial Investment Co Ltd [100%] | Ningxia Zhongye Meiliyun New Energy | 37.5317 | 105.0266 | L100000803009 | G100000803498 | https://www.gem.wiki/Ningxia_Zhongwei_Shapotou_Zhongye_Meiliyun_solar_farm | Global Solar Power Tracker - February 2026 |  | 不适用 | 运行参数继承参考Generators_data.csv的风电/光伏设定
2510 | NX | 4 | 宁夏 | Zhongwei | Shapotou District | 宁夏发电集团中卫寺口子 20MWp光伏并网发电项目 | Ningxia Zhongwei Sikouzi Ningdian solar farm | -- | 光伏 | PV | 20 | operating | 2013 | China Aluminum Ningxia Energy Group Co Ltd [89%]; Zhongwei State-owned Capital Operation Co Ltd [10%] | Zhongwei Ningdian New Energy | 37.3389 | 105.4875 | L100000802156 | G100000802548 | https://www.gem.wiki/Ningxia_Zhongwei_Sikouzi_Ningdian_solar_farm | Global Solar Power Tracker - February 2026 |  | 不适用 | 运行参数继承参考Generators_data.csv的风电/光伏设定
2511 | NX | 4 | 宁夏 | Zhongwei | Shapotou District | 中卫云基地光伏电站项目 | Ningxia Zhongwei Tianyun Cloud Base solar farm | -- | 光伏 | PV | 130 | operating | 2016 | CGN Solar Energy Development Co Ltd [100%] | Zhongwei Tianyun New Energy Technology | 37.6389 | 105.3192 | L100000802148 | G100000802540 | https://www.gem.wiki/Ningxia_Zhongwei_Tianyun_Cloud_Base_solar_farm | Global Solar Power Tracker - February 2026 |  | 不适用 | 运行参数继承参考Generators_data.csv的风电/光伏设定
2512 | NX | 4 | 宁夏 | Zhongwei | Shapotou District | 宁夏卫钢 200MWp 集中式地面光伏电站项目 | Ningxia Zhongwei Weigang Ground solar farm | -- | 光伏 | PV | 200 | operating | 2020 | Jinkai New Energy Technology Co Ltd [100%] | Ningxia Weigang New Energy | 37.5355 | 105.0317 | L100000803144 | G100000803637 | https://www.gem.wiki/Ningxia_Zhongwei_Weigang_Ground_solar_farm | Global Solar Power Tracker - February 2026 |  | 不适用 | 运行参数继承参考Generators_data.csv的风电/光伏设定
2513 | NX | 4 | 宁夏 | Zhongwei | Shapotou District | 宁夏庆阳新能源中卫光伏电站项目100.0MW发电工程 | Ningxia Zhongwei Yingshuiqiao Qingyang solar farm | -- | 光伏 | PV | 100 | operating | 2013 | Hunan Xinhua Water Conservancy and Power Co Ltd [80%]; Jiawei (Shanghai) Photovoltaic Power Co Ltd [20%] | Ningxia Qingyang New Energy | 37.5584 | 105.0316 | L100000802129 | G100000802517 | https://www.gem.wiki/Ningxia_Zhongwei_Yingshuiqiao_Qingyang_solar_farm | Global Solar Power Tracker - February 2026 |  | 不适用 | 运行参数继承参考Generators_data.csv的风电/光伏设定
2514 | NX | 4 | 宁夏 | Zhongwei | Shapotou District | 宁夏电投中卫迎水桥350MW风光同场一期项目 | Ningxia Zhongwei Yingshuiqiao Renewables Complex solar farm | 1 | 光伏 | PV | 263 | operating | 2025 | Ningguoyun Zhongwei New Energy Co Ltd |  | 37.6420 | 105.2680 | L100001025811 | G100001030718 | https://www.gem.wiki/Ningxia_Zhongwei_Yingshuiqiao_Renewables_Complex_solar_farm | Global Solar Power Tracker - February 2026 |  | 不适用 | 运行参数继承参考Generators_data.csv的风电/光伏设定
2515 | NX | 4 | 宁夏 | Zhongwei | Shapotou District | 宁夏银阳50MWp光伏农业发电项目 | Ningxia Zhongwei Yinyang Agricultural solar farm | -- | 光伏 | PV | 50 | operating | 2015 | Beijing Jingyuntong Technology Co Ltd [100%] | Ningxia Yinyang Solar Power | 37.5562 | 105.0657 | L100000802149 | G100000802541 | https://www.gem.wiki/Ningxia_Zhongwei_Yinyang_Agricultural_solar_farm | Global Solar Power Tracker - February 2026 |  | 不适用 | 运行参数继承参考Generators_data.csv的风电/光伏设定
2516 | NX | 4 | 宁夏 | Zhongwei | Shapotou District | 中卫市银阳光伏发电项目 | Ningxia Zhongwei Yinyang solar farm | -- | 光伏 | PV | 100 | operating | 2017 | Beijing Jingyuntong Technology Co Ltd [100%] | Ningxia Baiming Photovoltaic Power | 37.5443 | 105.0605 | L100000803004 | G100000803492 | https://www.gem.wiki/Ningxia_Zhongwei_Yinyang_solar_farm | Global Solar Power Tracker - February 2026 |  | 不适用 | 运行参数继承参考Generators_data.csv的风电/光伏设定
2517 | NX | 4 | 宁夏 | Zhongwei | Shapotou District | 宁夏远途光伏农业发电项目 | Ningxia Zhongwei Yuantu Agricultural solar farm | -- | 光伏 | PV | 50 | operating | 2015 | Beijing Jingyuntong Technology Co Ltd [100%] | Ningxia Yuantu Solar Power | 37.5562 | 105.0657 | L100000802150 | G100000802542 | https://www.gem.wiki/Ningxia_Zhongwei_Yuantu_Agricultural_solar_farm | Global Solar Power Tracker - February 2026 |  | 不适用 | 运行参数继承参考Generators_data.csv的风电/光伏设定
2518 | NX | 4 | 宁夏 | Zhongwei | Zhongning | 京能中宁光伏产业园区二期光伏电站项目 | Ningxia Zhongwei Zhongning Jingneng solar farm | 2 | 光伏 | PV | 50 | operating | 2014 | Beijing Jingneng Clean Energy Co Ltd [100%] | Ningxia Zhongning Jingneng New Energy | 37.6325 | 105.7799 | L100000802152 | G100000802544 | https://www.gem.wiki/Ningxia_Zhongwei_Zhongning_Jingneng_solar_farm | Global Solar Power Tracker - February 2026 |  | 不适用 | 运行参数继承参考Generators_data.csv的风电/光伏设定
2519 | NX | 4 | 宁夏 | Zhongwei | Zhongning | 宁夏银星能源中宁枣园 20MWp 光伏并网发电项目 | Ningxia Zhongwei Zhongning Yinxin solar farm | -- | 光伏 | PV | 20 | operating | 2015 | Ningxia Yinxing Energy Co Ltd [100%] | Ningxia Yinxing Energy | 37.6134 | 105.7576 | L100000802155 | G100000802547 | https://www.gem.wiki/Ningxia_Zhongwei_Zhongning_Yinxin_solar_farm | Global Solar Power Tracker - February 2026 |  | 不适用 | 运行参数继承参考Generators_data.csv的风电/光伏设定
2520 | NX | 4 | 宁夏 | Shizuishan | Pingluo | 平罗光伏电站国电阿特斯一期 | Pingluo solar project | -- | 光伏 | PV | 10 | operating | 2010 |  |  | 38.8402 | 106.5323 | L100001013718 | G100001015101 | https://www.gem.wiki/Pingluo_solar_project | Global Solar Power Tracker - February 2026 |  | 不适用 | 运行参数继承参考Generators_data.csv的风电/光伏设定
2521 | NX | 4 | 宁夏 | Wuzhong | Qingtongxia City | 青铜峡井沟光伏电站大唐新能源项目 | Qingtongxia Jinggou solar project | -- | 光伏 | PV | 10 | operating | 2011 |  |  | 37.9434 | 105.9650 | L100001013840 | G100001015224 | https://www.gem.wiki/Qingtongxia_Jinggou_solar_project | Global Solar Power Tracker - February 2026 |  | 不适用 | 运行参数继承参考Generators_data.csv的风电/光伏设定
2522 | NX | 4 | 宁夏 | Shizuishan | Huinong District | 国投华靖石嘴山10MWp光伏发电项目 | SDIC Huajing Shizuishan solar project | -- | 光伏 | PV | 10 | operating | 2011 |  |  | 39.1661 | 106.6357 | L100001013991 | G100001015376 | https://www.gem.wiki/SDIC_Huajing_Shizuishan_solar_project | Global Solar Power Tracker - February 2026 |  | 不适用 | 运行参数继承参考Generators_data.csv的风电/光伏设定
2523 | NX | 4 | 宁夏 |  |  |  | Shagoumen A solar project | -- | 光伏 | Assumed PV | 10 | operating | 2013 |  |  | 37.4370 | 105.9720 | L100000828623 | G100000832308 | https://www.gem.wiki/Shagoumen_A_solar_project | Global Solar Power Tracker - February 2026 |  | 不适用 | 运行参数继承参考Generators_data.csv的风电/光伏设定
2524 | NX | 4 | 宁夏 | Wuzhong | Hongsibao District | 上海航天机电红寺堡大河乡10MWp光伏发电项目 | Shanghai Aerospace and Electrical Hongsibao Dahe Township solar project | -- | 光伏 | PV | 10 | operating | 2013 |  |  | 37.3424 | 106.1479 | L100001014144 | G100001015530 | https://www.gem.wiki/Shanghai_Aerospace_and_Electrical_Hongsibao_Dahe_Township_solar_project | Global Solar Power Tracker - February 2026 |  | 不适用 | 运行参数继承参考Generators_data.csv的风电/光伏设定
2525 | NX | 4 | 宁夏 | Wuzhong | Yanchi | 神华盐池金凤0.45万千瓦自发自用余电上网分布式复合光伏发电项目 | Shenhua Yanchi Jinfeng solar project | -- | 光伏 | PV | 4.5 | operating | 2021 |  |  | 37.6215 | 107.0519 | L100001014340 | G100001015726 | https://www.gem.wiki/Shenhua_Yanchi_Jinfeng_solar_project | Global Solar Power Tracker - February 2026 |  | 不适用 | 运行参数继承参考Generators_data.csv的风电/光伏设定
2526 | NX | 4 | 宁夏 | Wuzhong | Yanchi | 神华盐池金家渠0.35万千瓦自发自用余电上网分布式复合光伏发电项目 | Shenhua Yanchi Jinjiaqu solar project | -- | 光伏 | PV | 3.5 | operating | 2021 |  |  | 37.6215 | 107.0519 | L100001014341 | G100001015727 | https://www.gem.wiki/Shenhua_Yanchi_Jinjiaqu_solar_project | Global Solar Power Tracker - February 2026 |  | 不适用 | 运行参数继承参考Generators_data.csv的风电/光伏设定
2527 | NX | 4 | 宁夏 | Yinchuan | Lingwu City | 中国水电集团灵武马家滩光伏电站项目 | Sinohydro Group Lingwu solar project | -- | 光伏 | PV | 10 | operating | 2016 |  |  | 38.1020 | 106.3356 | L100001014442 | G100001015828 | https://www.gem.wiki/Sinohydro_Group_Lingwu_solar_project | Global Solar Power Tracker - February 2026 |  | 不适用 | 运行参数继承参考Generators_data.csv的风电/光伏设定
2528 | NX | 4 | 宁夏 |  |  |  | TeSP W solar project | -- | 光伏 | Assumed PV | 5 | operating | 2016 |  |  | 37.5620 | 105.0050 | L100000828624 | G100000832309 | https://www.gem.wiki/TeSP_W_solar_project | Global Solar Power Tracker - February 2026 |  | 不适用 | 运行参数继承参考Generators_data.csv的风电/光伏设定
2529 | NX | 4 | 宁夏 |  |  |  | Touying solar project | -- | 光伏 | Assumed PV | 10.3 | operating | 2012 |  |  | 36.1620 | 106.1720 | L100000828625 | G100000832310 | https://www.gem.wiki/Touying_solar_project | Global Solar Power Tracker - February 2026 |  | 不适用 | 运行参数继承参考Generators_data.csv的风电/光伏设定
2530 | NX | 4 | 宁夏 | Wuzhong | Yanchi | 盐池县光大15MWp光伏电站项目 | Yanchi County Everbright solar project | -- | 光伏 | PV | 15 | operating | 2016 |  |  | 37.6215 | 107.0519 | L100001015425 | G100001016815 | https://www.gem.wiki/Yanchi_County_Everbright_solar_project | Global Solar Power Tracker - February 2026 |  | 不适用 | 运行参数继承参考Generators_data.csv的风电/光伏设定
2531 | NX | 4 | 宁夏 | Yinchuan |  | 银川国际商贸城3.9MWP及宝丰集团办公楼0.34MWP屋顶分布式光伏发电项目 | Yinchuan International Trade City and Baofeng Group Office Building solar project | -- | 光伏 | PV | 3.9 | operating | 2017 |  |  | 38.4852 | 106.2262 | L100001015544 | G100001016935 | https://www.gem.wiki/Yinchuan_International_Trade_City_and_Baofeng_Group_Office_Building_solar_project | Global Solar Power Tracker - February 2026 |  | 不适用 | 运行参数继承参考Generators_data.csv的风电/光伏设定
2532 | NX | 4 | 宁夏 | Yinchuan | Yongning District | 闽宁镇原隆村2MWp光伏扶贫电站项目 | Yongning District poverty alleviation solar project | -- | 光伏 | PV | 2 | operating | 2016 |  |  | 38.2774 | 106.2531 | L100001015637 | G100001017028 | https://www.gem.wiki/Yongning_District_poverty_alleviation_solar_project | Global Solar Power Tracker - February 2026 |  | 不适用 | 运行参数继承参考Generators_data.csv的风电/光伏设定
2533 | NX | 4 | 宁夏 |  |  |  | Zhangjiamiao Zi A solar project | -- | 光伏 | Assumed PV | 5 | operating | 2020 |  |  | 37.9310 | 106.7130 | L100000828626 | G100000832311 | https://www.gem.wiki/Zhangjiamiao_Zi_A_solar_project | Global Solar Power Tracker - February 2026 |  | 不适用 | 运行参数继承参考Generators_data.csv的风电/光伏设定
2534 | NX | 4 | 宁夏 | Zhongwei |  | 中卫物流园2.5兆瓦屋顶分布式光伏项目 | Zhongwei Logistics Park solar project | -- | 光伏 | PV | 2.5 | operating | 2018 |  |  | 36.9851 | 105.4966 | L100001016178 | G100001017570 | https://www.gem.wiki/Zhongwei_Logistics_Park_solar_project | Global Solar Power Tracker - February 2026 |  | 不适用 | 运行参数继承参考Generators_data.csv的风电/光伏设定
2535 | NX | 4 | 宁夏 | Zhongwei |  | 中卫市胜金新能源有限公司分布式发电项目 | Zhongwei Shengjin New Energy solar project | -- | 光伏 | PV | 6 | operating | 2017 |  |  | 36.9851 | 105.4966 | L100001016179 | G100001017571 | https://www.gem.wiki/Zhongwei_Shengjin_New_Energy_solar_project | Global Solar Power Tracker - February 2026 |  | 不适用 | 运行参数继承参考Generators_data.csv的风电/光伏设定
2536 | NX | 4 | 宁夏 | Guyuan City | Yuanzhou District | 宁夏固原三营电场一期 | Ningxia Guyuan Sanying wind farm | 1 | 风电 | Onshore | 50 | operating | 2013 |  | Guyuan Fengrun Windpower | 36.9083 | 106.2333 | L100000903662 | G100000904506 | https://www.gem.wiki/Ningxia_Guyuan_Sanying_wind_farm | Global Wind Power Tracker - February 2026 |  | 不适用 | 运行参数继承参考Generators_data.csv的风电/光伏设定
2537 | NX | 4 | 宁夏 | Guyuan City | Yuanzhou District | 宁夏固原三营电场二期 | Ningxia Guyuan Sanying wind farm | 2 | 风电 | Onshore | 50 | operating | 2015 | Qingdao Tianrun Qihang Investment Co Ltd [100%] | Guyuan Qingfeng Wind Power | 36.275 | 106.225 | L100000903662 | G100000905908 | https://www.gem.wiki/Ningxia_Guyuan_Sanying_wind_farm | Global Wind Power Tracker - February 2026 |  | 不适用 | 运行参数继承参考Generators_data.csv的风电/光伏设定
2538 | NX | 4 | 宁夏 | Guyuan City | Yuanzhou District | 宁夏固原寨科风电场三, 四期 | Ningxia Guyuan Zhaike wind farm | 3 | 风电 | Onshore | 96 | operating | 2017 |  | Ningxia Dun'an Windpower | 37.3096 | 105.9609 | L100000903663 | G100000904507 | https://www.gem.wiki/Ningxia_Guyuan_Zhaike_wind_farm | Global Wind Power Tracker - February 2026 |  | 不适用 | 运行参数继承参考Generators_data.csv的风电/光伏设定
2539 | NX | 4 | 宁夏 | Zhongwei | Haiyuan | 宁夏海原北山梁风电场 | Ningxia Haiyuan Beishanliang wind farm | -- | 风电 | Onshore | 80 | operating | 2021 |  | Huarun Power (Haiyuan) | 37.3096 | 105.9609 | L100000903734 | G100000904633 | https://www.gem.wiki/Ningxia_Haiyuan_Beishanliang_wind_farm | Global Wind Power Tracker - February 2026 |  | 不适用 | 运行参数继承参考Generators_data.csv的风电/光伏设定
2540 | NX | 4 | 宁夏 | Zhongwei | Haiyuan | 华电国际宁夏新能源发电海原曹洼风电场一期宋家窑 | Ningxia Haiyuan Caowa wind farm | 1 Songjiayao | 风电 | Onshore | 50 | operating | 2014 | Huadian International Ningxia New Energy Power Generation Co Ltd [100%] | Huadian International Ningxia New Energy Power Generation CO LTD Liupanshan Branch | 36.4471 | 105.7828 | L100000918614 | G100000922945 | https://www.gem.wiki/Ningxia_Haiyuan_Caowa_wind_farm | Global Wind Power Tracker - February 2026 |  | 不适用 | 运行参数继承参考Generators_data.csv的风电/光伏设定
2541 | NX | 4 | 宁夏 | Zhongwei | Haiyuan | 华电国际宁夏新能源发电海原曹洼风电场一期脱烈堡 | Ningxia Haiyuan Caowa wind farm | 1 Tuoliepu | 风电 | Onshore | 50 | operating | 2014 | Huadian International Ningxia New Energy Power Generation Co Ltd [100%] | Huadian International Ningxia New Energy Power Generation CO LTD Liupanshan Branch | 36.431 | 105.8181 | L100000918614 | G100000922944 | https://www.gem.wiki/Ningxia_Haiyuan_Caowa_wind_farm | Global Wind Power Tracker - February 2026 |  | 不适用 | 运行参数继承参考Generators_data.csv的风电/光伏设定
2542 | NX | 4 | 宁夏 | Zhongwei | Haiyuan | 宁夏海原曹洼风电场二期贾家山 (华电) | Ningxia Haiyuan Caowa wind farm | 2 Jiajiashan | 风电 | Onshore | 50 | operating | 2015 | Huadian International Ningxia New Energy Power CO LTDLiupanshan Branch [100%] |  | 36.5439 | 105.8071 | L100000918614 | G100000922948 | https://www.gem.wiki/Ningxia_Haiyuan_Caowa_wind_farm | Global Wind Power Tracker - February 2026 |  | 不适用 | 运行参数继承参考Generators_data.csv的风电/光伏设定
2543 | NX | 4 | 宁夏 | Zhongwei | Haiyuan | 宁夏海原曹洼风电场八期 (华电) | Ningxia Haiyuan Caowa wind farm | 3 Beishanwa | 风电 | Onshore | 50 | operating | 2014 | Huadian International Ningxia New Energy Power CO LTDLiupanshan Branch [100%] |  | 36.4903 | 105.7879 | L100000918614 | G100000922951 | https://www.gem.wiki/Ningxia_Haiyuan_Caowa_wind_farm | Global Wind Power Tracker - February 2026 |  | 不适用 | 运行参数继承参考Generators_data.csv的风电/光伏设定
2544 | NX | 4 | 宁夏 | Zhongwei | Haiyuan | 华电海原风电场三期狼水沟 | Ningxia Haiyuan Caowa wind farm | 3 Langshuigou | 风电 | Onshore | 50 | operating | 2014 | Huadian International Ningxia New Energy Power CO LTDLiupanshan Branch [100%] |  | 36.4903 | 105.7879 | L100000918614 | G100000922950 | https://www.gem.wiki/Ningxia_Haiyuan_Caowa_wind_farm | Global Wind Power Tracker - February 2026 |  | 不适用 | 运行参数继承参考Generators_data.csv的风电/光伏设定
2545 | NX | 4 | 宁夏 | Zhongwei | Haiyuan | 宁夏海原曹洼风电场三期李家洼 (华电) | Ningxia Haiyuan Caowa wind farm | 3 Lijiawa | 风电 | Onshore | 50 | operating | 2014 | Huadian International Ningxia New Energy Power CO LTDLiupanshan Branch [100%] |  | 36.4903 | 105.7879 | L100000918614 | G100000922949 | https://www.gem.wiki/Ningxia_Haiyuan_Caowa_wind_farm | Global Wind Power Tracker - February 2026 |  | 不适用 | 运行参数继承参考Generators_data.csv的风电/光伏设定
2546 | NX | 4 | 宁夏 | Zhongwei | Haiyuan | 宁夏海原曹洼风电场三期 (华电) | Ningxia Haiyuan Caowa wind farm | 4 | 风电 | Onshore | 50 | operating | 2014 | Huadian International Ningxia New Energy Power CO LTDLiupanshan Branch [100%] |  | 36.5439 | 105.8071 | L100000918614 | G100000922946 | https://www.gem.wiki/Ningxia_Haiyuan_Caowa_wind_farm | Global Wind Power Tracker - February 2026 |  | 不适用 | 运行参数继承参考Generators_data.csv的风电/光伏设定
2547 | NX | 4 | 宁夏 | Zhongwei | Haiyuan | 宁夏海原曹洼风电场四期 (华电) | Ningxia Haiyuan Caowa wind farm | 5 | 风电 | Onshore | 50 | operating | 2014 | Huadian International Ningxia New Energy Power CO LTDLiupanshan Branch [100%] |  | 36.4903 | 105.7879 | L100000918614 | G100000922947 | https://www.gem.wiki/Ningxia_Haiyuan_Caowa_wind_farm | Global Wind Power Tracker - February 2026 |  | 不适用 | 运行参数继承参考Generators_data.csv的风电/光伏设定
2548 | NX | 4 | 宁夏 | Zhongwei | Haiyuan | 宁夏海原呱呱山风电场 | Ningxia Haiyuan Guaguashan wind farm | -- | 风电 | Onshore | 200 | operating | 2020 |  | Huarun Power (Haiyuan) | 37.3096 | 105.9609 | L100000903735 | G100000904634 | https://www.gem.wiki/Ningxia_Haiyuan_Guaguashan_wind_farm | Global Wind Power Tracker - February 2026 |  | 不适用 | 运行参数继承参考Generators_data.csv的风电/光伏设定
2549 | NX | 4 | 宁夏 | Zhongwei | Haiyuan | 宁夏海原尖尖山风电场 | Ningxia Haiyuan Jianjianshan wind farm | -- | 风电 | Onshore | 120 | operating | 2021 |  | Huarun Power (Haiyuan) | 36.7886 | 105.8028 | L100000903736 | G100000904635 | https://www.gem.wiki/Ningxia_Haiyuan_Jianjianshan_wind_farm | Global Wind Power Tracker - February 2026 |  | 不适用 | 运行参数继承参考Generators_data.csv的风电/光伏设定
2550 | NX | 4 | 宁夏 | Zhongwei | Haiyuan | 宁夏海原李俊堡风电场 | Ningxia Haiyuan Lijunbao wind farm | 1 | 风电 | Onshore | 100 | operating | 2019 | Huadian International Ningxia New Energy Power CO LTDLiupanshan Branch [100%] |  | 36.2889 | 105.9013 | L100000903737 | G100000904636 | https://www.gem.wiki/Ningxia_Haiyuan_Lijunbao_wind_farm | Global Wind Power Tracker - February 2026 |  | 不适用 | 运行参数继承参考Generators_data.csv的风电/光伏设定
2551 | NX | 4 | 宁夏 | Zhongwei | Haiyuan | 宁夏海原李俊堡风电场二期 | Ningxia Haiyuan Lijunbao wind farm | 2 | 风电 | Onshore | 60 | operating | 2020 | Huadian International Ningxia New Energy Power CO LTDLiupanshan Branch [100%] |  | 36.2307 | 105.8818 | L100000903737 | G100000904637 | https://www.gem.wiki/Ningxia_Haiyuan_Lijunbao_wind_farm | Global Wind Power Tracker - February 2026 |  | 不适用 | 运行参数继承参考Generators_data.csv的风电/光伏设定
2552 | NX | 4 | 宁夏 | Zhongwei | Haiyuan | 华电国际宁夏新能源发电海原南华山风电场一期 | Ningxia Haiyuan Nanhuashan wind farm | 1 | 风电 | Onshore | 50 | operating | 2013 | Huadian International Ningxia New Energy Power Generation Co Ltd [100%] | Huadian International Ningxia New Energy Power Generation CO LTD Liupanshan Branch | 36.4139 | 105.5506 | L100000904780 | G100000905875 | https://www.gem.wiki/Ningxia_Haiyuan_Nanhuashan_wind_farm | Global Wind Power Tracker - February 2026 |  | 不适用 | 运行参数继承参考Generators_data.csv的风电/光伏设定
2553 | NX | 4 | 宁夏 | Zhongwei | Haiyuan | 华电国际宁夏新能源发电海原南华山风电场二期 | Ningxia Haiyuan Nanhuashan wind farm | 2 | 风电 | Onshore | 50 | operating | 2013 | Huadian International Ningxia New Energy Power Generation Co Ltd [100%] | Huadian International Ningxia New Energy Power Generation CO LTD Liupanshan Branch | 36.3889 | 105.5756 | L100000904780 | G100000922959 | https://www.gem.wiki/Ningxia_Haiyuan_Nanhuashan_wind_farm | Global Wind Power Tracker - February 2026 |  | 不适用 | 运行参数继承参考Generators_data.csv的风电/光伏设定
2554 | NX | 4 | 宁夏 | Zhongwei | Haiyuan | 华电国际宁夏新能源发电海原南华山风电场三期 | Ningxia Haiyuan Nanhuashan wind farm | 3 | 风电 | Onshore | 50 | operating | 2013 | Huadian International Ningxia New Energy Power Generation Co Ltd [100%] | Huadian International Ningxia New Energy Power Generation CO LTD Liupanshan Branch | 36.3666 | 105.5795 | L100000904780 | G100000922960 | https://www.gem.wiki/Ningxia_Haiyuan_Nanhuashan_wind_farm | Global Wind Power Tracker - February 2026 |  | 不适用 | 运行参数继承参考Generators_data.csv的风电/光伏设定
2555 | NX | 4 | 宁夏 | Zhongwei | Haiyuan | 华电国际宁夏新能源发电海原南华山风电场三期 | Ningxia Haiyuan Nanhuashan wind farm | 4 | 风电 | Onshore | 50 | operating | 2014 | Huadian International Ningxia New Energy Power Generation Co Ltd [100%] | Huadian International Ningxia New Energy Power Generation CO LTD Liupanshan Branch | 36.3873 | 105.6255 | L100000904780 | G100000922961 | https://www.gem.wiki/Ningxia_Haiyuan_Nanhuashan_wind_farm | Global Wind Power Tracker - February 2026 |  | 不适用 | 运行参数继承参考Generators_data.csv的风电/光伏设定
2556 | NX | 4 | 宁夏 | Zhongwei | Haiyuan | 华电国际宁夏新能源发电六盘山中卫海原(武塬)一期风电场49.5MW发电工程 | Ningxia Haiyuan Wuyuan wind farm | 1 | 风电 | Onshore | 50 | operating | 2014 | Huadian International Ningxia New Energy Power Generation Co Ltd [100%] | Huadian International Ningxia New Energy Power Generation CO LTD Liupanshan Branch | 36.6608 | 105.6275 | L100000904791 | G100000905887 | https://www.gem.wiki/Ningxia_Haiyuan_Wuyuan_wind_farm | Global Wind Power Tracker - February 2026 |  | 不适用 | 运行参数继承参考Generators_data.csv的风电/光伏设定
2557 | NX | 4 | 宁夏 | Zhongwei | Haiyuan | 华电国际宁夏新能源发电六盘山中卫海原(官桥贺家堡)风电场49.5MW发电工程 | Ningxia Haiyuan Wuyuan wind farm | 2 | 风电 | Onshore | 50 | operating | 2013 | GD POWER Development Co Ltd [100%] | Guodian Power Ningxia New Energy Development | 36.6728 | 105.6665 | L100000904791 | G100000922962 | https://www.gem.wiki/Ningxia_Haiyuan_Wuyuan_wind_farm | Global Wind Power Tracker - February 2026 |  | 不适用 | 运行参数继承参考Generators_data.csv的风电/光伏设定
2558 | NX | 4 | 宁夏 | Zhongwei | Haiyuan | 宁夏海原西华山风电场 | Ningxia Haiyuan Xihuashan wind farm | -- | 风电 | Onshore | 300 | operating | 2017 |  | Huarun Windpower (Haiyuan) | 36.5964 | 105.3362 | L100000903738 | G100000904638 | https://www.gem.wiki/Ningxia_Haiyuan_Xihuashan_wind_farm | Global Wind Power Tracker - February 2026 |  | 不适用 | 运行参数继承参考Generators_data.csv的风电/光伏设定
2559 | NX | 4 | 宁夏 | Wuzhong | Qingtongxia City | 银星能源贺兰山风电场技术改造项目, 银星能源贺兰山风电场项目 | Ningxia Helanshan (Yinxing) wind farm | RP | 风电 | Onshore | 91.8 | operating | 2024 | Ningxia Yinxing Energy CO LTD Alxa Left Banner Branch CO Co Ltd |  | 38.191 | 105.927 | L100001001120 | G100001001516 | https://www.gem.wiki/Ningxia_Helanshan_(Yinxing)_wind_farm | Global Wind Power Tracker - February 2026 |  | 不适用 | 运行参数继承参考Generators_data.csv的风电/光伏设定
2560 | NX | 4 | 宁夏 | Wuzhong | Hongbaosi District | 国电电力宁夏新能源开发吴忠利通宁夏红寺堡一期风电场(石板泉)49.5MW发电工程 | Ningxia Hongsibao Shibanquan wind farm | 1 | 风电 | Onshore | 50 | operating | 2013 | GD POWER Development Co Ltd [100%] | Guodian Power Ningxia New Energy Development | 37.592 | 106.4915 | L100000904796 | G100000905892 | https://www.gem.wiki/Ningxia_Hongsibao_Shibanquan_wind_farm | Global Wind Power Tracker - February 2026 |  | 不适用 | 运行参数继承参考Generators_data.csv的风电/光伏设定
2561 | NX | 4 | 宁夏 | Wuzhong | Hongsibu District | 宁夏红寺堡风电 (大唐) | Ningxia Hongsibu (Datang) wind farm | 1 | 风电 | Onshore | 100 | operating | 2016 | Ningxia Datang International New Energy Co [100%] |  | 37.7718 | 107.5132 | L100000903667 | G100000904512 | https://www.gem.wiki/Ningxia_Hongsipu_(Datang)_wind_farm | Global Wind Power Tracker - February 2026 |  | 不适用 | 运行参数继承参考Generators_data.csv的风电/光伏设定
2562 | NX | 4 | 宁夏 | Wuzhong | Hongsibu District | 宁夏红寺堡风电 (大唐) | Ningxia Hongsibu (Datang) wind farm | 2 | 风电 | Onshore | 100 | operating |  | Ningxia Datang International New Energy Co. [100%] |  | 37.7718 | 107.5132 | L100000903667 | G100000922963 | https://www.gem.wiki/Ningxia_Hongsipu_(Datang)_wind_farm | Global Wind Power Tracker - February 2026 |  | 不适用 | 运行参数继承参考Generators_data.csv的风电/光伏设定
2563 | NX | 4 | 宁夏 | Wuzhong | Hongsibu District | 宁夏红寺堡大河风电场 | Ningxia Hongsibu Dahe wind farm | -- | 风电 | Onshore | 102 | operating | 2019 |  | Three Gorges New Energy Hongsibao Power | 37.7718 | 107.5132 | L100000903670 | G100000904518 | https://www.gem.wiki/Ningxia_Hongsipu_Dahe_wind_farm | Global Wind Power Tracker - February 2026 |  | 不适用 | 运行参数继承参考Generators_data.csv的风电/光伏设定
2564 | NX | 4 | 宁夏 | Wuzhong | Hongsibu District | 大唐国际宁夏红寺堡新庄集大风电场 | Ningxia Hongsibu Xinzhuangji wind farm | 1 | 风电 | Onshore | 150 | operating | 2020 |  | Ningxia Datang International | 37.7718 | 107.5132 | L100000903672 | G100000904520 | https://www.gem.wiki/Ningxia_Hongsipu_Xinzhuangji_wind_farm | Global Wind Power Tracker - February 2026 |  | 不适用 | 运行参数继承参考Generators_data.csv的风电/光伏设定
2565 | NX | 4 | 宁夏 | Wuzhong | Hongsibu District | 宁夏大唐国际南川二期150MW风电项目 | Ningxia Hongsibu Xinzhuangji wind farm | 2 | 风电 | Onshore | 150 | operating | 2020 |  |  | 37.7718 | 107.5132 | L100000903672 | G100001051131 | https://www.gem.wiki/Ningxia_Hongsipu_Xinzhuangji_wind_farm | Global Wind Power Tracker - February 2026 |  | 不适用 | 运行参数继承参考Generators_data.csv的风电/光伏设定
2566 | NX | 4 | 宁夏 | Wuzhong | Hongsibu District | 运风1号风电场二期扩建工程 | Ningxia Hongsibu Yunfeng No. 1 wind farm | 2 | 风电 | Onshore | 50 | operating | 2015 | Sinohydro Renewable Energy Co Ltd [100%] | Wuzhong Baita Wind Power Generation | 37.5839 | 106.3483 | L100000904813 | G100000905910 | https://www.gem.wiki/Ningxia_Hongsibao_Yunfeng_No._1_wind_farm | Global Wind Power Tracker - February 2026 |  | 不适用 | 运行参数继承参考Generators_data.csv的风电/光伏设定
2567 | NX | 4 | 宁夏 | Wuzhong | Hongsibu District | 宁夏红寺堡风电场 一期 (京能) | Ningxia Hongsipu (Beijing Energy) wind farm | 1 | 风电 | Onshore | 50 | operating | 2012 | Beijing Energy Jingneng Clean Energy and Power Shareholding Co Ltd [100%] | Ningxia Boyang New Energy | 37.4129 | 106.0581 | L100000903668 | G100000904513 | https://www.gem.wiki/Ningxia_Hongsipu_(Beijing_Energy)_wind_farm | Global Wind Power Tracker - February 2026 |  | 不适用 | 运行参数继承参考Generators_data.csv的风电/光伏设定
2568 | NX | 4 | 宁夏 | Wuzhong | Hongsibu District | 宁夏红寺堡风电场二期（大河乡耍艺山) | Ningxia Hongsipu (Beijing Energy) wind farm | 2 | 风电 | Onshore | 50 | operating | 2012 | Beijing Energy Jingneng Clean Energy and Power Shareholding Co Ltd [100%] | Ningxia Boyang New Energy | 37.2018 | 106.0176 | L100000903668 | G100000904514 | https://www.gem.wiki/Ningxia_Hongsipu_(Beijing_Energy)_wind_farm | Global Wind Power Tracker - February 2026 |  | 不适用 | 运行参数继承参考Generators_data.csv的风电/光伏设定
2569 | NX | 4 | 宁夏 | Wuzhong | Hongsibu District | 宁夏红寺堡风电场三期（大河乡磨脐子) | Ningxia Hongsipu (Beijing Energy) wind farm | 3 | 风电 | Onshore | 50 | operating | 2013 | Beijing Energy Jingneng Clean Energy and Power Shareholding Co Ltd [100%] | Ningxia Boyang New Energy | 37.0812 | 106.0244 | L100000903668 | G100000904515 | https://www.gem.wiki/Ningxia_Hongsipu_(Beijing_Energy)_wind_farm | Global Wind Power Tracker - February 2026 |  | 不适用 | 运行参数继承参考Generators_data.csv的风电/光伏设定
2570 | NX | 4 | 宁夏 | Wuzhong | Hongsibu District | 宁夏红寺堡风电场四期 (大河乡小井子) | Ningxia Hongsipu (Beijing Energy) wind farm | 4 | 风电 | Onshore | 50 | operating | 2013 | Beijing Energy Jingneng Clean Energy and Power Shareholding Co Ltd [100%] | Ningxia Boyang New Energy | 37.2408 | 105.9922 | L100000903668 | G100000904516 | https://www.gem.wiki/Ningxia_Hongsipu_(Beijing_Energy)_wind_farm | Global Wind Power Tracker - February 2026 |  | 不适用 | 运行参数继承参考Generators_data.csv的风电/光伏设定
2571 | NX | 4 | 宁夏 | Wuzhong | Hongsibu District | 宁夏红寺50兆瓦堡风电场 (三峡) | Ningxia Hongsipu 50 MW (Three Gorges) wind farm | -- | 风电 | Onshore | 50 | operating | 2021 |  | Three Gorges New Energy Hongsibao Power | 37.5728 | 106.041 | L100000903669 | G100000904517 | https://www.gem.wiki/Ningxia_Hongsipu_50_MW_(Three_Gorges)_wind_farm | Global Wind Power Tracker - February 2026 |  | 不适用 | 运行参数继承参考Generators_data.csv的风电/光伏设定
2572 | NX | 4 | 宁夏 | Wuzhong | Hongsibu District | 宁夏太阳山运风风电场 | Ningxia Hongsipu Taiyangshan Yunfeng wind farm | 1 | 风电 | Onshore | 100 | operating | 2015 |  | Wuzhong Municipal Baita Windpower | 37.5839 | 106.3483 | L100000903671 | G100000904519 | https://www.gem.wiki/Ningxia_Hongsipu_Taiyangshan_Yunfeng_wind_farm | Global Wind Power Tracker - February 2026 |  | 不适用 | 运行参数继承参考Generators_data.csv的风电/光伏设定
2573 | NX | 4 | 宁夏 | Shizuishan | Huinong District | 宁夏惠农落石滩一期风电场 | Ningxia Huinong Luoshitan wind farm | 1 | 风电 | Onshore | 50 | operating | 2018 |  | State Power Investment Group Ningxia Luoshitan Windpower | 39.3484 | 106.7455 | L100000903666 | G100000904511 | https://www.gem.wiki/Ningxia_Huinong_Luoshitan_wind_farm | Global Wind Power Tracker - February 2026 |  | 不适用 | 运行参数继承参考Generators_data.csv的风电/光伏设定
2574 | NX | 4 | 宁夏 | Yinchuan | Lingwu City | 宁夏华仪太阳山风电场华盛风电项目 | Ningxia Lingwu Huasheng wind farm | -- | 风电 | Onshore | 50 | operating | 2015 | Shanghai Liangji New Energy Investment Co Ltd [100%] | Ningxia Taiyangshan Huasheng Wind Power | 37.6004 | 106.4469 | L100000904806 | G100000905902 | https://www.gem.wiki/Ningxia_Lingwu_Huasheng_wind_farm | Global Wind Power Tracker - February 2026 |  | 不适用 | 运行参数继承参考Generators_data.csv的风电/光伏设定
2575 | NX | 4 | 宁夏 | Yinchuan | Lingwu City | 宁夏宁东风电场一期 (京能) | Ningxia Lingwu Ningdong (Beijing Energy) wind farm | 1 | 风电 | Onshore | 50 | operating | 2012 |  | Ningxia Jingneng Lingwu Windpower | 37.6333 | 106.5333 | L100000903728 | G100000904613 | https://www.gem.wiki/Ningxia_Lingwu_Ningdong_(Beijing_Energy)_wind_farm | Global Wind Power Tracker - February 2026 |  | 不适用 | 运行参数继承参考Generators_data.csv的风电/光伏设定
2576 | NX | 4 | 宁夏 | Yinchuan | Lingwu City | 宁夏宁东风电场二期 (京能) | Ningxia Lingwu Ningdong (Beijing Energy) wind farm | 2 | 风电 | Onshore | 50 | operating | 2013 |  | Ningxia Jingneng Lingwu Windpower | 37.3096 | 105.9609 | L100000903728 | G100000904614 | https://www.gem.wiki/Ningxia_Lingwu_Ningdong_(Beijing_Energy)_wind_farm | Global Wind Power Tracker - February 2026 |  | 不适用 | 运行参数继承参考Generators_data.csv的风电/光伏设定
2577 | NX | 4 | 宁夏 | Yinchuan | Lingwu City | 宁夏宁东风电场三期 (京能) | Ningxia Lingwu Ningdong (Beijing Energy) wind farm | 3 | 风电 | Onshore | 50 | operating | 2013 |  | Ningxia Jingneng Lingwu Windpower | 37.718 | 106.5912 | L100000903728 | G100000904615 | https://www.gem.wiki/Ningxia_Lingwu_Ningdong_(Beijing_Energy)_wind_farm | Global Wind Power Tracker - February 2026 |  | 不适用 | 运行参数继承参考Generators_data.csv的风电/光伏设定
2578 | NX | 4 | 宁夏 | Yinchuan | Lingwu City | 宁夏宁东风电场四期 (京能) | Ningxia Lingwu Ningdong (Beijing Energy) wind farm | 4 | 风电 | Onshore | 50 | operating | 2014 |  | Ningxia Jingneng Lingwu Windpower | 37.3096 | 105.9609 | L100000903728 | G100000904616 | https://www.gem.wiki/Ningxia_Lingwu_Ningdong_(Beijing_Energy)_wind_farm | Global Wind Power Tracker - February 2026 |  | 不适用 | 运行参数继承参考Generators_data.csv的风电/光伏设定
2579 | NX | 4 | 宁夏 | Yinchuan | Lingwu City | 宁夏宁东风电场五期 (京能) | Ningxia Lingwu Ningdong (Beijing Energy) wind farm | 5 | 风电 | Onshore | 50 | operating | 2019 |  | Ningxia Jingneng Lingwu Windpower | 37.3096 | 105.9609 | L100000903728 | G100000904617 | https://www.gem.wiki/Ningxia_Lingwu_Ningdong_(Beijing_Energy)_wind_farm | Global Wind Power Tracker - February 2026 |  | 不适用 | 运行参数继承参考Generators_data.csv的风电/光伏设定
2580 | NX | 4 | 宁夏 | Yinchuan | Lingwu City | 宁夏宁东风电场（大唐白土岗乡长流水） | Ningxia Lingwu Ningdong (Datang) wind farm | 1 | 风电 | Onshore | 50 | operating | 2011 |  | Datang Lingwu New Energy | 37.8065 | 106.4783 | L100000903726 | G100000904609 | https://www.gem.wiki/Ningxia_Lingwu_Ningdong_(Datang)_wind_farm | Global Wind Power Tracker - February 2026 |  | 不适用 | 运行参数继承参考Generators_data.csv的风电/光伏设定
2581 | NX | 4 | 宁夏 | Yinchuan | Lingwu City | 宁夏宁东白土岗二期勒水沟风电场 | Ningxia Lingwu Ningdong (Datang) wind farm | 2 | 风电 | Onshore | 50 | operating | 2013 |  | Datang Lingwu New Energy | 37.757 | 106.4527 | L100000903726 | G100000904610 | https://www.gem.wiki/Ningxia_Lingwu_Ningdong_(Datang)_wind_farm | Global Wind Power Tracker - February 2026 |  | 不适用 | 运行参数继承参考Generators_data.csv的风电/光伏设定
2582 | NX | 4 | 宁夏 | Yinchuan | Lingwu City | 华电宁夏华电宁东一、二期及扩建风电场“以大代小更新增容200兆瓦风电项目 | Ningxia Lingwu Ningdong (Huadian) wind farm | 1-2RP | 风电 | Onshore | 202 | operating | 2024 |  | Huadian Ningxia Ningdong Windpower | 37.9101 | 106.6408 | L100000903729 | G100000922964 | https://www.gem.wiki/Ningxia_Lingwu_Ningdong_(Huadian)_wind_farm | Global Wind Power Tracker - February 2026 |  | 不适用 | 运行参数继承参考Generators_data.csv的风电/光伏设定
2583 | NX | 4 | 宁夏 | Yinchuan | Lingwu City | 宁夏华电宁东风电场杨家窑一期、宁东三期 “以大代小”增容更新项目 | Ningxia Lingwu Ningdong (Huadian) wind farm | 3RP | 风电 | Onshore | 95 | operating | 2024 |  | Huadian Ningxia Ningdong Windpower | 37.8042 | 106.6236 | L100000903729 | G100000922967 | https://www.gem.wiki/Ningxia_Lingwu_Ningdong_(Huadian)_wind_farm | Global Wind Power Tracker - February 2026 |  | 不适用 | 运行参数继承参考Generators_data.csv的风电/光伏设定
2584 | NX | 4 | 宁夏 | Yinchuan | Lingwu City | 华电宁东风电场二期、宁东四期“以大代小” 增容更新项目 | Ningxia Lingwu Ningdong (Huadian) wind farm | 4RP | 风电 | Onshore | 95 | operating | 2024 |  | Huadian Ningxia Ningdong Windpower | 37.8169 | 106.7003 | L100000903729 | G100000922968 | https://www.gem.wiki/Ningxia_Lingwu_Ningdong_(Huadian)_wind_farm | Global Wind Power Tracker - February 2026 |  | 不适用 | 运行参数继承参考Generators_data.csv的风电/光伏设定
2585 | NX | 4 | 宁夏 | Yinchuan | Lingwu City | 宁夏宁东五期风电场 (华电) | Ningxia Lingwu Ningdong (Huadian) wind farm | 5 | 风电 | Onshore | 50 | operating | 2012 |  | Huadian Ningxia Ningdong Windpower | 37.7725 | 106.5514 | L100000903729 | G100000904622 | https://www.gem.wiki/Ningxia_Lingwu_Ningdong_(Huadian)_wind_farm | Global Wind Power Tracker - February 2026 |  | 不适用 | 运行参数继承参考Generators_data.csv的风电/光伏设定
2586 | NX | 4 | 宁夏 | Yinchuan | Lingwu City | 宁夏宁东六期风电场 (华电) | Ningxia Lingwu Ningdong (Huadian) wind farm | 6 | 风电 | Onshore | 50 | operating | 2014 |  | Huadian International Ningxia New Energy Power CO LTD Ningdong Branch | 37.7217 | 106.575 | L100000903729 | G100000904623 | https://www.gem.wiki/Ningxia_Lingwu_Ningdong_(Huadian)_wind_farm | Global Wind Power Tracker - February 2026 |  | 不适用 | 运行参数继承参考Generators_data.csv的风电/光伏设定
2587 | NX | 4 | 宁夏 | Yinchuan | Lingwu City | 宁夏宁东七期风电场 (华电) | Ningxia Lingwu Ningdong (Huadian) wind farm | 7 | 风电 | Onshore | 50 | operating | 2015 |  | Huadian International Ningxia New Energy Power CO LTD Ningdong Branch | 37.7733 | 106.5433 | L100000903729 | G100000904624 | https://www.gem.wiki/Ningxia_Lingwu_Ningdong_(Huadian)_wind_farm | Global Wind Power Tracker - February 2026 |  | 不适用 | 运行参数继承参考Generators_data.csv的风电/光伏设定
2588 | NX | 4 | 宁夏 | Yinchuan | Lingwu City | 宁夏宁东八期风电场 (华电) | Ningxia Lingwu Ningdong (Huadian) wind farm | 8 | 风电 | Onshore | 50 | operating | 2016 |  | Huadian International Ningxia New Energy Power CO LTD Ningdong Branch | 37.3096 | 105.9609 | L100000903729 | G100000904625 | https://www.gem.wiki/Ningxia_Lingwu_Ningdong_(Huadian)_wind_farm | Global Wind Power Tracker - February 2026 |  | 不适用 | 运行参数继承参考Generators_data.csv的风电/光伏设定
2589 | NX | 4 | 宁夏 | Yinchuan | Lingwu City | 宁夏宁东风电场一期 (龙源) | Ningxia Lingwu Ningdong (Longyuan) wind farm | 1 | 风电 | Onshore | 50 | operating | 2012 |  | Longyuan Lingwu Windpower Co. Ltyd. | 37.6968 | 106.5349 | L100000903727 | G100000904611 | https://www.gem.wiki/Ningxia_Lingwu_Ningdong_(Longyuan)_wind_farm | Global Wind Power Tracker - February 2026 |  | 不适用 | 运行参数继承参考Generators_data.csv的风电/光伏设定
2590 | NX | 4 | 宁夏 | Yinchuan | Lingwu City | 宁夏宁东风电场二期 (龙源) | Ningxia Lingwu Ningdong (Longyuan) wind farm | 2 | 风电 | Onshore | 50 | operating | 2012 |  | Longyuan Lingwu Windpower Co. Ltyd. | 37.7001 | 106.6036 | L100000903727 | G100000904612 | https://www.gem.wiki/Ningxia_Lingwu_Ningdong_(Longyuan)_wind_farm | Global Wind Power Tracker - February 2026 |  | 不适用 | 运行参数继承参考Generators_data.csv的风电/光伏设定
2591 | NX | 4 | 宁夏 | Yinchuan | Lingwu City | 宁夏灵武宁东白土岗风电场 | Ningxia Lingwu Ningdong Baitugang (Jingneng) wind farm | -- | 风电 | Onshore | 50 | operating | 2012 |  | Ningxia Jingneng Beijing Energy Lingwu Windpower | 37.6667 | 106.5333 | L100000903731 | G100000904627 | https://www.gem.wiki/Ningxia_Lingwu_Ningdong_Baitugang_(Jingneng)_wind_farm | Global Wind Power Tracker - February 2026 |  | 不适用 | 运行参数继承参考Generators_data.csv的风电/光伏设定
2592 | NX | 4 | 宁夏 | Yinchuan | Lingwu City | 宁夏灵武宁东实验风电场 | Ningxia Lingwu Ningdong Experimental wind farm | -- | 风电 | Onshore | 50 | operating | 2010 |  | Ningxia Electric Power Group | 37.5356 | 106.5228 | L100000903730 | G100000904626 | https://www.gem.wiki/Ningxia_Lingwu_Ningdong_Experimental_wind_farm | Global Wind Power Tracker - February 2026 |  | 不适用 | 运行参数继承参考Generators_data.csv的风电/光伏设定
2593 | NX | 4 | 宁夏 | Yinchuan | Lingwu City | 宁夏电投灵武风力发电银川灵武宁东风电场项目49.5MW发电工程 | Ningxia Lingwu Ningdong wind farm | -- | 风电 | Onshore | 50 | operating | 2013 | Ningxia Power Investment Corp [100%] | Ningxia Power Investment Lingwu Wind Power Generation | 37.6968 | 106.5349 | L100000904790 | G100000905886 | https://www.gem.wiki/Ningxia_Lingwu_Ningdong_wind_farm | Global Wind Power Tracker - February 2026 |  | 不适用 | 运行参数继承参考Generators_data.csv的风电/光伏设定
2594 | NX | 4 | 宁夏 | Wuzhong | Litong District | 宁夏风汇利通20MW分散式风电项目 | Ningxia Litong Distributed wind farm | -- | 风电 | Onshore | 20 | operating | 2022 |  | Ningxia Fenghui New Energy Technology | 37.7984 | 106.2246 | L100000918615 | G100000922969 | https://www.gem.wiki/Ningxia_Litong_Distributed_wind_farm | Global Wind Power Tracker - February 2026 |  | 不适用 | 运行参数继承参考Generators_data.csv的风电/光伏设定
2595 | NX | 4 | 宁夏 | Wuzhog | Litong District | 华润吴忠利通区鸽堂沟22.6MW分散式风电项目 | Ningxia Litong Getanggou Distributed wind farm | -- | 风电 | Onshore | 22.6 | operating | 2025 | China Resources Wind Power (Haiyuan) Co Ltd |  | 37.6776 | 106.193 | L100001000819 | G100001001174 | https://www.gem.wiki/Ningxia_Litong_Getanggou_Distributed_wind_farm | Global Wind Power Tracker - February 2026 |  | 不适用 | 运行参数继承参考Generators_data.csv的风电/光伏设定
2596 | NX | 4 | 宁夏 | Wuzhong | Litong District | 中核利通区孙家滩30MW分散式风电项目 | Ningxia Litong Sunjiatan (China Nuclear) Distributed wind farm | -- | 风电 | Onshore | 30 | operating | 2025 | Wuzhong Litong District China Guangdong Nuclear New Energy Co Ltd | Wuzhong Litong District China Guangdong Nuclear New Energy | 37.547 | 106.2203 | L100001001074 | G100001001460 | https://www.gem.wiki/Ningxia_Litong_Sunjiatan_(China_Nuclear)_Distributed_wind_farm | Global Wind Power Tracker - February 2026 |  | 不适用 | 运行参数继承参考Generators_data.csv的风电/光伏设定
2597 | NX | 4 | 宁夏 | Wuzhong | Litong District | 华润吴忠利通区吴家沟19.5MW分散式风电项目 | Ningxia Litong Wujiagou Distributed wind farm | -- | 风电 | Onshore | 19.5 | operating | 2025 | China Resources Wind Power (Haiyuan) Co Ltd |  | 37.7105 | 106.2156 | L100001000799 | G100001001153 | https://www.gem.wiki/Ningxia_Litong_Wujiagou_Distributed_wind_farm | Global Wind Power Tracker - February 2026 |  | 不适用 | 运行参数继承参考Generators_data.csv的风电/光伏设定
2598 | NX | 4 | 宁夏 | Wuzhong | Litong District | 华润利通区小岭子16.7MW分散式风电项目 | Ningxia Litong Xiaolingzi Distributed wind farm | -- | 风电 | Onshore | 16.7 | operating | 2025 | China Resources Wind Power (Haiyuan) Co Ltd |  | 37.6419 | 106.1375 | L100001000820 | G100001001175 | https://www.gem.wiki/Ningxia_Litong_Xiaolingzi_Distributed_wind_farm | Global Wind Power Tracker - February 2026 |  | 不适用 | 运行参数继承参考Generators_data.csv的风电/光伏设定
2599 | NX | 4 | 宁夏 | Yinchuan | Lingwu City | 宁东28MW分散式风电项目 | Ningxia Ningdong Distributed wind farm | -- | 风电 | Onshore | 28 | operating | 2024 | Ningxia Ningdong Windpower Technology Co Ltd |  | 38.158 | 106.638 | L100001000795 | G100001001149 | https://www.gem.wiki/Ningxia_Ningdong_Distributed_wind_farm | Global Wind Power Tracker - February 2026 |  | 不适用 | 运行参数继承参考Generators_data.csv的风电/光伏设定
2600 | NX | 4 | 宁夏 | Guyuan | Pengyang | 宁夏华电彭阳县“绿电园区”20MW风电项目 | Ningxia Pengyang "Green Energy Park" wind farm | -- | 风电 | Onshore | 20 | operating | 2025 | Huadian (Ningxia) Energy Co Ltd |  | 36.2649 | 106.5867 | L100001001068 | G100001001454 | https://www.gem.wiki/Ningxia_Pengyang_"Green_Energy_Park"_wind_farm | Global Wind Power Tracker - February 2026 |  | 不适用 | 运行参数继承参考Generators_data.csv的风电/光伏设定
2601 | NX | 4 | 宁夏 | Shizuishan | Pingluo | 宁夏平罗风电场华仪五堆子49.5MW工程项目 | Ningxia Pingluo Wuduizi wind farm | -- | 风电 | Onshore | 50 | operating | 2015 | State Power Investment Group Shanxi New Energy Co Ltd [65%]; Huashi Energy Technology Group Co Ltd [35%] | Pingluo Huayi Wind Power Generation CO LTD of State Power Investment Group | 39.0212 | 106.876 | L100000904809 | G100000905905 | https://www.gem.wiki/Ningxia_Pingluo_Wuduizi_wind_farm | Global Wind Power Tracker - February 2026 |  | 不适用 | 运行参数继承参考Generators_data.csv的风电/光伏设定
2602 | NX | 4 | 宁夏 | Wuzhong | Qingtongxia City | 国能宁夏大坝发电有限责任公司19.5MW峰口子分散式风电项目 | Ningxia Qingtongxia Daba Distributed wind farm | -- | 风电 | Onshore | 20 | operating | 2025 | Ningxia Daba Power Generation Co Ltd |  | 38.004 | 105.998 | L100001020114 | G100001022895 | https://www.gem.wiki/Ningxia_Qingtongxia_Daba_Distributed_wind_farm | Global Wind Power Tracker - February 2026 |  | 不适用 | 运行参数继承参考Generators_data.csv的风电/光伏设定
2603 | NX | 4 | 宁夏 | Wuzhong | Qingtongxia City | 宁夏青铜峡贺兰山第一风电场 (天净神州) | Ningxia Qingtongxia Helanshan Number 1 (Tianjing Shenzhou) wind farm | 1-2 | 风电 | Onshore | 31 | operating | 2007 | Ningxia Longyuan Wind Power Generation Co Ltd [100%] | Ningxia Tianjing Shenzhou Windpower | 38.1833 | 105.7667 | L100000903681 | G100000904540 | https://www.gem.wiki/Ningxia_Qingtongxia_Helanshan_Number_1_(Tianjing_Shenzhou)_wind_farm | Global Wind Power Tracker - February 2026 |  | 不适用 | 运行参数继承参考Generators_data.csv的风电/光伏设定
2604 | NX | 4 | 宁夏 | Wuzhong | Qingtongxia City | 龙源电力贺兰山第四风电场79.5MW风电技改项目 | Ningxia Qingtongxia Helanshan Number 4 Hongchazi wind farm | 1, 2, 3 RP | 风电 | Onshore | 30 | operating | 2022 | Qingtongxia Longyuan CO LTD Alashanzuo Banner Branch [100%] |  | 37.9583 | 105.8417 | L100000919087 | G100000922970 | https://www.gem.wiki/Ningxia_Qingtongxia_Helanshan_Number_4_Hongchazi_wind_farm | Global Wind Power Tracker - February 2026 |  | 不适用 | 运行参数继承参考Generators_data.csv的风电/光伏设定
2605 | NX | 4 | 宁夏 | Wuzhong | Qingtongxia City | 宁夏青铜峡贺兰山第四三期红碴子风电场 (天净) | Ningxia Qingtongxia Helanshan Number 4 Hongchazi wind farm | 3 | 风电 | Onshore | 10 | operating | 2012 | Ningxia Longyuan Wind Power Generation Co Ltd [100%] | Ningxia Tianjing Wind Power Joint Stock | 37.7718 | 107.5132 | L100000919087 | G100000904542 | https://www.gem.wiki/Ningxia_Qingtongxia_Helanshan_Number_4_Hongchazi_wind_farm | Global Wind Power Tracker - February 2026 |  | 不适用 | 运行参数继承参考Generators_data.csv的风电/光伏设定
2606 | NX | 4 | 宁夏 | Wuzhong | Qingtongxia City |  | Ningxia Qingtongxia Helanshan Number 4 wind farm | Shidunzi, Hongchazi, Xiaoliumu RP | 风电 | Onshore | 80 | operating | 2024 |  |  | 37.9583 | 105.8417 | L100000918616 | G100001074178 | https://www.gem.wiki/Ningxia_Qingtongxia_Helanshan_Number_4_Shidunzi_wind_farm | Global Wind Power Tracker - February 2026 |  | 不适用 | 运行参数继承参考Generators_data.csv的风电/光伏设定
2607 | NX | 4 | 宁夏 | Wuzhong | Qingtongxia City | 宁夏青铜峡贺兰山风电场一二三四期 | Ningxia Qingtongxia Helanshan wind farm | 1,2,3,4 | 风电 | Onshore | 112 | operating | 2007 | Ningxia Electric Power Group Co Ltd [100%] |  | 38.1833 | 106.7667 | L100000903682 | G100000904543 | https://www.gem.wiki/Ningxia_Qingtongxia_Helanshan_wind_farm | Global Wind Power Tracker - February 2026 |  | 不适用 | 运行参数继承参考Generators_data.csv的风电/光伏设定
2608 | NX | 4 | 宁夏 | Wuzhong | Qingtongxia City | 宁夏青铜峡贺兰山风电场五期 | Ningxia Qingtongxia Helanshan wind farm | 5 | 风电 | Onshore | 40 | operating | 2009 | Ningxia Electric Power Group Co Ltd [100%] |  | 38.1943 | 105.7755 | L100000903682 | G100000904544 | https://www.gem.wiki/Ningxia_Qingtongxia_Helanshan_wind_farm | Global Wind Power Tracker - February 2026 |  | 不适用 | 运行参数继承参考Generators_data.csv的风电/光伏设定
2609 | NX | 4 | 宁夏 | Wuzhong | Qingtongxia City | 宁夏青铜峡贺兰山风电场六期 | Ningxia Qingtongxia Helanshan wind farm | 6 | 风电 | Onshore | 50 | operating | 2012 | Ningxia Electric Power Group Co Ltd [100%] |  | 38.0599 | 105.8179 | L100000903682 | G100000904545 | https://www.gem.wiki/Ningxia_Qingtongxia_Helanshan_wind_farm | Global Wind Power Tracker - February 2026 |  | 不适用 | 运行参数继承参考Generators_data.csv的风电/光伏设定
2610 | NX | 4 | 宁夏 | Wuzhong | Qingtongxia City | 宁夏青铜峡牛首山风电场一期 (国电) | Ningxia Qingtongxia Niushoushan (Guodian) wind farm | 1 | 风电 | Onshore | 50 | operating | 2011 |  | Guodian Power Ningxia Windpower Development | 37.7483 | 106.0131 | L100000903683 | G100000904546 | https://www.gem.wiki/Ningxia_Qingtongxia_Niushoushan_(Guodian)_wind_farm | Global Wind Power Tracker - February 2026 |  | 不适用 | 运行参数继承参考Generators_data.csv的风电/光伏设定
2611 | NX | 4 | 宁夏 | Wuzhong | Qingtongxia City | 宁夏青铜峡牛首山风电场二期 (国电) | Ningxia Qingtongxia Niushoushan (Guodian) wind farm | 2 | 风电 | Onshore | 50 | operating | 2012 |  | Guodian Power Ningxia Windpower Development | 37.7922 | 106.0161 | L100000903683 | G100000904547 | https://www.gem.wiki/Ningxia_Qingtongxia_Niushoushan_(Guodian)_wind_farm | Global Wind Power Tracker - February 2026 |  | 不适用 | 运行参数继承参考Generators_data.csv的风电/光伏设定
2612 | NX | 4 | 宁夏 | Wuzhong | Qingtongxia City | 宁夏青铜峡牛首山风电场三期 (国电) | Ningxia Qingtongxia Niushoushan (Guodian) wind farm | 3 | 风电 | Onshore | 50 | operating | 2012 |  | Guodian Power Ningxia Windpower Development | 37.7108 | 106.0294 | L100000903683 | G100000904548 | https://www.gem.wiki/Ningxia_Qingtongxia_Niushoushan_(Guodian)_wind_farm | Global Wind Power Tracker - February 2026 |  | 不适用 | 运行参数继承参考Generators_data.csv的风电/光伏设定
2613 | NX | 4 | 宁夏 | Wuzhong | Qingtongxia City | 宁夏青铜峡牛首山风电场一期 (宁夏发电集团) | Ningxia Qingtongxia Niushoushan (Ningxia Eletric Power Group) wind farm | 1 | 风电 | Onshore | 50 | operating | 2011 |  | Ningxia Qingtongxia Ningxia Power Wind and Solar Energy | 37.7057 | 106.0739 | L100000903684 | G100000904549 | https://www.gem.wiki/Ningxia_Qingtongxia_Niushoushan_(Ningxia_Eletric_Power_Group)_wind_farm | Global Wind Power Tracker - February 2026 |  | 不适用 | 运行参数继承参考Generators_data.csv的风电/光伏设定
2614 | NX | 4 | 宁夏 | Wuzhong | Qingtongxia City | 宁夏青铜峡牛首山风电场二期 (宁夏发电集团) | Ningxia Qingtongxia Niushoushan (Ningxia Eletric Power Group) wind farm | 2 | 风电 | Onshore | 50 | operating | 2011 |  | Ningxia Qingtongxia Ningxia Power Wind and Solar Energy | 37.6994 | 106.0735 | L100000903684 | G100000904550 | https://www.gem.wiki/Ningxia_Qingtongxia_Niushoushan_(Ningxia_Eletric_Power_Group)_wind_farm | Global Wind Power Tracker - February 2026 |  | 不适用 | 运行参数继承参考Generators_data.csv的风电/光伏设定
2615 | NX | 4 | 宁夏 | Wuzhong | Qingtongxia City | 宁夏青铜峡沙石墩梁风电场 | Ningxia Qingtongxia Shashidunliang wind farm | 1 | 风电 | Onshore | 48 | operating | 2013 |  | Ningxia Datang International Qingtongxia Power | 37.9637 | 105.8967 | L100000903685 | G100000904551 | https://www.gem.wiki/Ningxia_Qingtongxia_Shashidunliang_wind_farm | Global Wind Power Tracker - February 2026 |  | 不适用 | 运行参数继承参考Generators_data.csv的风电/光伏设定
2616 | NX | 4 | 宁夏 | Wuzhong | Qingtongxia City | 宁夏青铜峡沙石墩梁风电场扩建 | Ningxia Qingtongxia Shashidunliang wind farm | Expansion | 风电 | Onshore | 48 | operating | 2018 |  | Ningxia Datang International Qingtongxia Power | 37.9501 | 105.9046 | L100000903685 | G100000904552 | https://www.gem.wiki/Ningxia_Qingtongxia_Shashidunliang_wind_farm | Global Wind Power Tracker - February 2026 |  | 不适用 | 运行参数继承参考Generators_data.csv的风电/光伏设定
2617 | NX | 4 | 宁夏 | Wuzhong | Qingtongxia City | 龙源利通风力发电吴忠宁夏五里坡风电场天净一期49.5MW发电工程 | Ningxia Qingtongxia Wulipo Wind Farm Tianjing Project | 1 | 风电 | Onshore | 50 | operating | 2014 | China Longyuan Power Group Corp Ltd [100%] | Longyuan Litong Wind Power | 37.9583 | 105.8417 | L100000904789 | G100000905884 | https://www.gem.wiki/Ningxia_Qingtongxia_Wulipo_Wind_Farm_Tianjing_Project | Global Wind Power Tracker - February 2026 |  | 不适用 | 运行参数继承参考Generators_data.csv的风电/光伏设定
2618 | NX | 4 | 宁夏 | Wuzhong | Litong District | 龙源利通风力发电吴忠宁夏五里坡风电场天净二期49.5MW发电工程 | Ningxia Qingtongxia Wulipo Wind Farm Tianjing Project | 2 | 风电 | Onshore | 50 | operating | 2014 | China Longyuan Power Group Corp Ltd [100%] | Longyuan Litong Wind Power | 37.7164 | 106.3208 | L100000904789 | G100000905885 | https://www.gem.wiki/Ningxia_Qingtongxia_Wulipo_Wind_Farm_Tianjing_Project | Global Wind Power Tracker - February 2026 |  | 不适用 | 运行参数继承参考Generators_data.csv的风电/光伏设定
2619 | NX | 4 | 宁夏 | Shizuishan | Huinong District | 宁夏中瑞风能惠农石嘴山风电场一期项目49.5MW发电工程 | Ningxia Shizuishan (Zhongrui) wind farm | 1 | 风电 | Onshore | 50 | operating | 2014 | State Power Investment Group Shanxi New Energy Co Ltd [90%]; Ningxia Luoshitan Wind Power Generation CO LTD of State Power Investment Group [10%] | State Power Investment Corporation Ningxia Zhongrui Wind Energy | 39.058 | 106.5913 | L100000904795 | G100000905891 | https://www.gem.wiki/Ningxia_Shizuishan_(Zhongrui)_wind_farm | Global Wind Power Tracker - February 2026 |  | 不适用 | 运行参数继承参考Generators_data.csv的风电/光伏设定
2620 | NX | 4 | 宁夏 | Wuzhong | Hongsibu District | 大唐宁夏太阳山45MW分散式风电项目 | Ningxia Taiyangshan (Datang) Distributed wind farm | -- | 风电 | Onshore | 45 | operating | 2025 | Datang Wuzhong New Energy Co Ltd |  | 37.414 | 106.446 | L100001000788 | G100001001141 | https://www.gem.wiki/Ningxia_Taiyangshan_(Datang)_Distributed_wind_farm | Global Wind Power Tracker - February 2026 |  | 不适用 | 运行参数继承参考Generators_data.csv的风电/光伏设定
2621 | NX | 4 | 宁夏 | Wuzhong | Hongsibu District | 宁夏太阳山风电场一期 (大唐) | Ningxia Taiyangshan (Datang) wind farm | 1 | 风电 | Onshore | 50 | operating | 2011 |  | Datang Wuzhong New Energy | 37.5114 | 106.4763 | L100000903673 | G100000904521 | https://www.gem.wiki/Ningxia_Taiyangshan_(Datang)_wind_farm | Global Wind Power Tracker - February 2026 |  | 不适用 | 运行参数继承参考Generators_data.csv的风电/光伏设定
2622 | NX | 4 | 宁夏 | Wuzhong | Hongsibu District | 宁夏太阳山风电场二期 (大唐) | Ningxia Taiyangshan (Datang) wind farm | 2 | 风电 | Onshore | 50 | operating | 2011 |  | Datang Wuzhong New Energy | 37.5033 | 106.4417 | L100000903673 | G100000904522 | https://www.gem.wiki/Ningxia_Taiyangshan_(Datang)_wind_farm | Global Wind Power Tracker - February 2026 |  | 不适用 | 运行参数继承参考Generators_data.csv的风电/光伏设定
2623 | NX | 4 | 宁夏 | Wuzhong | Hongsibu District | 宁夏太阳山风电场三期 (大唐) | Ningxia Taiyangshan (Datang) wind farm | 3 | 风电 | Onshore | 50 | operating | 2013 |  | Datang Wuzhong New Energy | 37.5469 | 106.3975 | L100000903673 | G100000904523 | https://www.gem.wiki/Ningxia_Taiyangshan_(Datang)_wind_farm | Global Wind Power Tracker - February 2026 |  | 不适用 | 运行参数继承参考Generators_data.csv的风电/光伏设定
2624 | NX | 4 | 宁夏 | Wuzhong | Hongsibu District | 宁夏太阳山风电一期 (京能) | Ningxia Taiyangshan (Jingneng) wind farm | 1 | 风电 | Onshore | 50 | operating | 2011 |  | Ningxia Jingneng New Energy | 37.4761 | 106.5529 | L100000903674 | G100000904524 | https://www.gem.wiki/Ningxia_Taiyangshan_(Jingneng)_wind_farm | Global Wind Power Tracker - February 2026 |  | 不适用 | 运行参数继承参考Generators_data.csv的风电/光伏设定
2625 | NX | 4 | 宁夏 | Wuzhong | Hongsibu District | 宁夏太阳山风电二期 (京能) | Ningxia Taiyangshan (Jingneng) wind farm | 2 | 风电 | Onshore | 50 | operating | 2012 |  | Ningxia Jingneng New Energy | 37.4854 | 106.619 | L100000903674 | G100000904525 | https://www.gem.wiki/Ningxia_Taiyangshan_(Jingneng)_wind_farm | Global Wind Power Tracker - February 2026 |  | 不适用 | 运行参数继承参考Generators_data.csv的风电/光伏设定
2626 | NX | 4 | 宁夏 | Wuzhong | Hongsibu District | 宁夏京能太阳山风电三期50MW工程 | Ningxia Taiyangshan (Jingneng) wind farm | 3 | 风电 | Onshore | 50 | operating | 2016 |  | Ningxia Jingneng New Energy | 37.5428 | 106.5254 | L100000903674 | G100000904526 | https://www.gem.wiki/Ningxia_Taiyangshan_(Jingneng)_wind_farm | Global Wind Power Tracker - February 2026 |  | 不适用 | 运行参数继承参考Generators_data.csv的风电/光伏设定
2627 | NX | 4 | 宁夏 | Wuzhong | Hongsibu District |  | Ningxia Taiyangshan (Ningxia Electric Power) wind farm | 1RP | 风电 | Onshore | 45 | operating | 2025 | Ningxia Yinxing Energy Co Ltd |  | 37.0001 | 106.5833 | L100000903675 | G100001054294 | https://www.gem.wiki/Ningxia_Taiyangshan_(Ningxia_Electric_Power)_wind_farm | Global Wind Power Tracker - February 2026 |  | 不适用 | 运行参数继承参考Generators_data.csv的风电/光伏设定
2628 | NX | 4 | 宁夏 | Wuzhong | Hongsibu District |  | Ningxia Taiyangshan (Ningxia Electric Power) wind farm | 2RP | 风电 | Onshore | 50 | operating | 2025 | Ningxia Yinxing Energy Co Ltd |  | 37.5656 | 106.5836 | L100000903675 | G100001054295 | https://www.gem.wiki/Ningxia_Taiyangshan_(Ningxia_Electric_Power)_wind_farm | Global Wind Power Tracker - February 2026 |  | 不适用 | 运行参数继承参考Generators_data.csv的风电/光伏设定
2629 | NX | 4 | 宁夏 | Wuzhong | Hongsibu District | 宁夏太阳山风电场三期 (宁夏发电集团) | Ningxia Taiyangshan (Ningxia Electric Power) wind farm | 3 | 风电 | Onshore | 50 | operating | 2011 | Ningxia Power Generation Group CO LTD Taiyangshan Wind Power Plant [100%] |  | 37.5309 | 106.5888 | L100000903675 | G100000904529 | https://www.gem.wiki/Ningxia_Taiyangshan_(Ningxia_Electric_Power)_wind_farm | Global Wind Power Tracker - February 2026 |  | 不适用 | 运行参数继承参考Generators_data.csv的风电/光伏设定
2630 | NX | 4 | 宁夏 | Wuzhong | Yanchi | 宁夏盐池太阳山风电场四期49.5M | Ningxia Taiyangshan (Ningxia Electric Power) wind farm | 4 | 风电 | Onshore | 50 | operating | 2011 | Ningxia Power Generation Group CO LTD Taiyangshan Wind Power Plant [100%] |  | 37.5141 | 106.5463 | L100000903675 | G100000904530 | https://www.gem.wiki/Ningxia_Taiyangshan_(Ningxia_Electric_Power)_wind_farm | Global Wind Power Tracker - February 2026 |  | 不适用 | 运行参数继承参考Generators_data.csv的风电/光伏设定
2631 | NX | 4 | 宁夏 | Wuzhong | Yanchi | 宁夏盐池太阳山风电场一期 (宁夏电投) | Ningxia Taiyangshan (Ningxia Power Investment) wind farm | 1 | 风电 | Onshore | 50 | operating | 2012 |  | Ningxia Power Investment Taiyangshan Windpower Development | 37.4801 | 106.4817 | L100000903676 | G100000904531 | https://www.gem.wiki/Ningxia_Taiyangshan_(Ningxia_Power_Investment)_wind_farm | Global Wind Power Tracker - February 2026 |  | 不适用 | 运行参数继承参考Generators_data.csv的风电/光伏设定
2632 | NX | 4 | 宁夏 | Wuzhong | Yanchi | 宁夏盐池太阳山风电场二期 (宁夏电投) | Ningxia Taiyangshan (Ningxia Power Investment) wind farm | 2 | 风电 | Onshore | 50 | operating | 2014 |  | Ningxia Power Investment Taiyangshan Windpower Development | 37.7718 | 107.5132 | L100000903676 | G100000904532 | https://www.gem.wiki/Ningxia_Taiyangshan_(Ningxia_Power_Investment)_wind_farm | Global Wind Power Tracker - February 2026 |  | 不适用 | 运行参数继承参考Generators_data.csv的风电/光伏设定
2633 | NX | 4 | 宁夏 | Wuzhong | Hongsibu District | 宁夏盐池太阳山风电场三, 四期 (宁夏电投) | Ningxia Taiyangshan (Ningxia Power Investment) wind farm | 3,4 | 风电 | Onshore | 100 | operating | 2015 |  | Ningxia Power Investment Taiyangshan Windpower Development | 37.4485 | 106.4028 | L100000903676 | G100000904533 | https://www.gem.wiki/Ningxia_Taiyangshan_(Ningxia_Power_Investment)_wind_farm | Global Wind Power Tracker - February 2026 |  | 不适用 | 运行参数继承参考Generators_data.csv的风电/光伏设定
2634 | NX | 4 | 宁夏 | Wuzhong | Hongsibu District | 宁夏盐池太阳山风电场五, 六期 (宁夏电投) | Ningxia Taiyangshan (Ningxia Power Investment) wind farm | 5,6 | 风电 | Onshore | 100 | operating | 2019 |  | Ningxia Power Investment New Energy | 37.7718 | 107.5132 | L100000903676 | G100000904534 | https://www.gem.wiki/Ningxia_Taiyangshan_(Ningxia_Power_Investment)_wind_farm | Global Wind Power Tracker - February 2026 |  | 不适用 | 运行参数继承参考Generators_data.csv的风电/光伏设定
2635 | NX | 4 | 宁夏 | Wuzhong | Hongsibu District | 宁夏太阳山 风电场一期 (神鹏) | Ningxia Taiyangshan (Shenpeng) wind farm | 1 | 风电 | Onshore | 50 | operating | 2012 |  | Ningxia Shenpeng New Energy | 37.5001 | 106.6167 | L100000903677 | G100000904535 | https://www.gem.wiki/Ningxia_Taiyangshan_(Shenpeng)_wind_farm | Global Wind Power Tracker - February 2026 |  | 不适用 | 运行参数继承参考Generators_data.csv的风电/光伏设定
2636 | NX | 4 | 宁夏 | Wuzhong | Hongsibu District | 三峡新能源太阳山40MW分散式风电项目 | Ningxia Taiyangshan (Three Gorges) Distributed wind farm | -- | 风电 | Onshore | 40 | operating | 2025 | Three Gorges New Energy Taiyangshan Power Co Ltd |  | 37.418 | 106.265 | L100001001069 | G100001001457 | https://www.gem.wiki/Ningxia_Taiyangshan_(Three_Gorges)_Distributed_wind_farm | Global Wind Power Tracker - February 2026 |  | 不适用 | 运行参数继承参考Generators_data.csv的风电/光伏设定
2637 | NX | 4 | 宁夏 | Wuzhong | Hongsibu District | 宁夏太阳山一期风电场 (三峡) | Ningxia Taiyangshan (Three Gorges) wind farm | 1 | 风电 | Onshore | 50 | operating | 2016 | Three Gorges New Energy Taiyangshan Power Co Ltd [100%] | Three Gorges New Enerygy Taiyangshan Power | 37.5314 | 106.4314 | L100000903678 | G100000904536 | https://www.gem.wiki/Ningxia_Taiyangshan_(Three_Gorges)_wind_farm | Global Wind Power Tracker - February 2026 |  | 不适用 | 运行参数继承参考Generators_data.csv的风电/光伏设定
2638 | NX | 4 | 宁夏 | Wuzhong | Hongsibu District | 宁夏太阳山二期风电场 (三峡) | Ningxia Taiyangshan (Three Gorges) wind farm | 2 | 风电 | Onshore | 50 | operating | 2016 | Three Gorges New Energy Taiyangshan Power Co Ltd [100%] | Three Gorges New Enerygy Taiyangshan Power | 37.525 | 106.4071 | L100000903678 | G100000904537 | https://www.gem.wiki/Ningxia_Taiyangshan_(Three_Gorges)_wind_farm | Global Wind Power Tracker - February 2026 |  | 不适用 | 运行参数继承参考Generators_data.csv的风电/光伏设定
2639 | NX | 4 | 宁夏 | Wuzhong | Hongsibu District | 宁夏太阳山风电场 (银星能源) | Ningxia Taiyangshan (Yinxing Energy) wind farm | -- | 风电 | Onshore | 50 | operating | 2018 |  | Ningxia Yinxing Enerygy Shareholding CO LTD Taiyangshan Windpower Plant | 37.7718 | 107.5132 | L100000903679 | G100000904538 | https://www.gem.wiki/Ningxia_Taiyangshan_(Yinxing_Energy)_wind_farm | Global Wind Power Tracker - February 2026 |  | 不适用 | 运行参数继承参考Generators_data.csv的风电/光伏设定
2640 | NX | 4 | 宁夏 | Wuzhong | Hongsibu District | 宁夏太阳山庙子梁风电场 | Ningxia Taiyangshan Miaoziliang wind farm | -- | 风电 | Onshore | 50 | operating | 2018 |  | Datang Wuzhong New Energy | 37.7718 | 107.5132 | L100000903680 | G100000904539 | https://www.gem.wiki/Ningxia_Taiyangshan_Miaoziliang_wind_farm | Global Wind Power Tracker - February 2026 |  | 不适用 | 运行参数继承参考Generators_data.csv的风电/光伏设定
2641 | NX | 4 | 宁夏 | Wuzhong | Taiyangshan Development Zone | 中核太阳山汪家河20MW分散式风电项目 | Ningxia Taiyangshan Wangjiahe Distributed wind farm | -- | 风电 | Onshore | 20 | operating | 2025 | Wuzhong Taiyangshan Huineng New Energy Co Ltd |  | 37.444 | 106.568 | L100001000822 | G100001001177 | https://www.gem.wiki/Ningxia_Taiyangshan_Wangjiahe_Distributed_wind_farm | Global Wind Power Tracker - February 2026 |  | 不适用 | 运行参数继承参考Generators_data.csv的风电/光伏设定
2642 | NX | 4 | 宁夏 | Zhongwei |  | 宁夏腾格里沙漠东南部新能源基地 | Ningxia Tenggeli Desert (China Energy) wind farm | -- | 风电 | Onshore | 1800 | operating |  | China Energy Investment Group [100%] |  | 37.578 | 105.013 | L100000918618 | G100000922976 | https://www.gem.wiki/Ningxia_Tenggeli_Desert_(China_Energy)_wind_farm | Global Wind Power Tracker - February 2026 |  | 不适用 | 运行参数继承参考Generators_data.csv的风电/光伏设定
2643 | NX | 4 | 宁夏 | Wuzhong | Tongxin | 宁夏同心风电场一期 (龙源) | Ningxia Tongxin (Longyuan) wind farm | 1 | 风电 | Onshore | 50 | operating | 2015 | Longyuan Ningxia Windpower Co Ltd [100%] |  | 36.9794 | 106.4358 | L100000903687 | G100000904556 | https://www.gem.wiki/Ningxia_Tongxin_(Longyuan)_wind_farm | Global Wind Power Tracker - February 2026 |  | 不适用 | 运行参数继承参考Generators_data.csv的风电/光伏设定
2644 | NX | 4 | 宁夏 | Wuzhong | Tongxin | 宁夏同心一期风电场 (国博) | Ningxia Tongxin (Ningxia Guobo) wind farm | 1 | 风电 | Onshore | 300 | operating | 2016 | Ningxia Guobo New Energy Co Ltd [100%] |  | 36.9055 | 106.2185 | L100000903686 | G100000904553 | https://www.gem.wiki/Ningxia_Tongxin_(Ningxia_Guobo)_wind_farm | Global Wind Power Tracker - February 2026 |  | 不适用 | 运行参数继承参考Generators_data.csv的风电/光伏设定
2645 | NX | 4 | 宁夏 | Wuzhong | Tongxin | 宁夏同心风电场二期1 号区 (国博) | Ningxia Tongxin (Ningxia Guobo) wind farm | 2 (Area 1) | 风电 | Onshore | 150 | operating | 2017 | Ningxia Guobo New Energy Co Ltd [100%] |  | 36.8549 | 106.107 | L100000903686 | G100000904554 | https://www.gem.wiki/Ningxia_Tongxin_(Ningxia_Guobo)_wind_farm | Global Wind Power Tracker - February 2026 |  | 不适用 | 运行参数继承参考Generators_data.csv的风电/光伏设定
2646 | NX | 4 | 宁夏 | Wuzhong | Tongxin | 宁夏同心风电场二期2 号区 (国博) | Ningxia Tongxin (Ningxia Guobo) wind farm | 2 (Area 2) | 风电 | Onshore | 150 | operating | 2018 | Ningxia Guobo New Energy Co Ltd [100%] |  | 37.2373 | 106.6424 | L100000903686 | G100000904555 | https://www.gem.wiki/Ningxia_Tongxin_(Ningxia_Guobo)_wind_farm | Global Wind Power Tracker - February 2026 |  | 不适用 | 运行参数继承参考Generators_data.csv的风电/光伏设定
2647 | NX | 4 | 宁夏 | Wuzhong | Tongxin | 宁夏同心风电场 (三峡) | Ningxia Tongxin (Three Gorges) wind farm | -- | 风电 | Onshore | 50 | operating | 2020 |  | Three Gorges New Energy Tongxin Electricity | 37.7718 | 107.5132 | L100000903688 | G100000904557 | https://www.gem.wiki/Ningxia_Tongxin_(Three_Gorges)_wind_farm | Global Wind Power Tracker - February 2026 |  | 不适用 | 运行参数继承参考Generators_data.csv的风电/光伏设定
2648 | NX | 4 | 宁夏 | Wuzhong | Tongxin | 宁夏同心顾家庄子70MW风电项目 | Ningxia Tongxin Gujiazhuangzi wind farm | -- | 风电 | Onshore | 70 | operating | 2021 | Zhongyuan Huineng (Tongxin County) Windpower Development Co Ltd |  | 37.0577 | 106.0812 | L100001019513 | G100001022066 | https://www.gem.wiki/Ningxia_Tongxin_Gujiazhuangzi_wind_farm | Global Wind Power Tracker - February 2026 |  | 不适用 | 运行参数继承参考Generators_data.csv的风电/光伏设定
2649 | NX | 4 | 宁夏 | Wuzhong | Tongxin | 宁夏同心风电场龙源黑山墩49.5MW工程项目 | Ningxia Tongxin Heishandun wind farm | -- | 风电 | Onshore | 50 | operating | 2016 | China Longyuan Power Group Corp Ltd [100%] | Ningxia Longyuan New Energy | 37.0136 | 106.5817 | L100000904810 | G100000905906 | https://www.gem.wiki/Ningxia_Tongxin_Heishandun_wind_farm | Global Wind Power Tracker - February 2026 |  | 不适用 | 运行参数继承参考Generators_data.csv的风电/光伏设定
2650 | NX | 4 | 宁夏 | Wuzhong | Tongxin | 中元科创同心河西镇20MW分散式风电项目 | Ningxia Tongxin Hexizhen Distributed wind farm | -- | 风电 | Onshore | 20 | operating | 2025 | Zhongyuan Kechuang (Ningxia) Energy Co Ltd |  | 37.0996 | 105.819 | L100001001065 | G100001001453 | https://www.gem.wiki/Ningxia_Tongxin_Hexizhen_Distributed_wind_farm | Global Wind Power Tracker - February 2026 |  | 不适用 | 运行参数继承参考Generators_data.csv的风电/光伏设定
2651 | NX | 4 | 宁夏 | Wuzhong | Tongxin | 龙源宁夏同心红山梁风电项目 | Ningxia Tongxin Hongshanliang wind farm | -- | 风电 | Onshore | 50 | operating | 2016 | China Longyuan Power Group Corp Ltd [100%] | Ningxia Longyuan New Energy | 37.0136 | 106.5817 | L100000904803 | G100000905899 | https://www.gem.wiki/Ningxia_Tongxin_Hongshanliang_wind_farm | Global Wind Power Tracker - February 2026 |  | 不适用 | 运行参数继承参考Generators_data.csv的风电/光伏设定
2652 | NX | 4 | 宁夏 | Wuzhong | Tongxin | 宁夏同心红寺堡青山风电场 | Ningxia Tongxin Hongsipu Qingshan wind farm | -- | 风电 | Onshore | 50 | operating | 2013 | Beijing Energy Jingneng Clean Energy and Power Shareholding Co Ltd [100%] | Ningxia Boyang New Energy | 37.1456 | 106.0872 | L100000903689 | G100000904558 | https://www.gem.wiki/Ningxia_Tongxin_Hongsipu_Qingshan_wind_farm | Global Wind Power Tracker - February 2026 |  | 不适用 | 运行参数继承参考Generators_data.csv的风电/光伏设定
2653 | NX | 4 | 宁夏 | Wuzhong | Tongxin | 龙源宁夏同心花石山风电项目 | Ningxia Tongxin Huashishan wind farm | -- | 风电 | Onshore | 50 | operating | 2015 | China Longyuan Power Group Corp Ltd [100%] | Ningxia Longyuan New Energy | 37.0136 | 106.5817 | L100000904804 | G100000905900 | https://www.gem.wiki/Ningxia_Tongxin_Huashishan_wind_farm | Global Wind Power Tracker - February 2026 |  | 不适用 | 运行参数继承参考Generators_data.csv的风电/光伏设定
2654 | NX | 4 | 宁夏 | Wuzhong | Tongxin | 中核同心旧庄子30MW分散式风电项目 | Ningxia Tongxin Jiuzhuangzi Distributed wind farm | -- | 风电 | Onshore | 30 | operating | 2025 | CNNC (Ningxia) Tongxin New Energy Co Ltd |  | 37.3312 | 106.4643 | L100001000821 | G100001001176 | https://www.gem.wiki/Ningxia_Tongxin_Jiuzhuangzi_Distributed_wind_farm | Global Wind Power Tracker - February 2026 |  | 不适用 | 运行参数继承参考Generators_data.csv的风电/光伏设定
2655 | NX | 4 | 宁夏 | Wuzhong | Tongxin | 宁夏同心康 家湾风电场 | Ningxia Tongxin Kangjiawan wind farm | -- | 风电 | Onshore | 50 | operating | 2014 | Ningxia Jiaze Power Generation Co Ltd [100%] | Ningxia Kaiyang New Energy | 37.0767 | 106.1853 | L100000903690 | G100000904559 | https://www.gem.wiki/Ningxia_Tongxin_Kangjiawan_wind_farm | Global Wind Power Tracker - February 2026 |  | 不适用 | 运行参数继承参考Generators_data.csv的风电/光伏设定
2656 | NX | 4 | 宁夏 | Wuzhong | Tongxin | 宁夏同心马高庄赖家洼风电场 | Ningxia Tongxin Magaozhuang Laijiawa wind farm | -- | 风电 | Onshore | 50 | operating | 2015 |  | Datang Tongxin New Energy | 36.7086 | 106.4733 | L100000903692 | G100000904561 | https://www.gem.wiki/Ningxia_Tongxin_Magaozhuang_Laijiawa_wind_farm | Global Wind Power Tracker - February 2026 |  | 不适用 | 运行参数继承参考Generators_data.csv的风电/光伏设定
2657 | NX | 4 | 宁夏 | Wuzhong | Tongxin | 宁夏同心马高庄李鲜崖子风电场 | Ningxia Tongxin Magaozhuang Lixianyazi wind farm | -- | 风电 | Onshore | 50 | operating | 2015 |  | Datang Tongxin New Energy | 36.805 | 106.5125 | L100000903693 | G100000904562 | https://www.gem.wiki/Ningxia_Tongxin_Magaozhuang_Lixianyazi_wind_farm | Global Wind Power Tracker - February 2026 |  | 不适用 | 运行参数继承参考Generators_data.csv的风电/光伏设定
2658 | NX | 4 | 宁夏 | Wuzhong | Tongxin | 宁夏同心马高庄马原山风电场 | Ningxia Tongxin Magaozhuang Mayuanshan wind farm | 1 | 风电 | Onshore | 50 | operating | 2015 | Longyuan Ningxia Windpower Co Ltd [100%] |  | 36.9176 | 106.533 | L100000903691 | G100000904560 | https://www.gem.wiki/Ningxia_Tongxin_Magaozhuang_Mayuanshan_wind_farm | Global Wind Power Tracker - February 2026 |  | 不适用 | 运行参数继承参考Generators_data.csv的风电/光伏设定
2659 | NX | 4 | 宁夏 | Wuzhong | Tongxin | 龙源宁夏同心石崾沟风电项目 | Ningxia Tongxin Shiyaogou wind farm | -- | 风电 | Onshore | 50 | operating | 2015 | China Longyuan Power Group Corp Ltd [100%] | Ningxia Longyuan New Energy | 37.0136 | 106.5817 | L100000904805 | G100000905901 | https://www.gem.wiki/Ningxia_Tongxin_Shiyaogou_wind_farm | Global Wind Power Tracker - February 2026 |  | 不适用 | 运行参数继承参考Generators_data.csv的风电/光伏设定
2660 | NX | 4 | 宁夏 | Wuzhong | Tongxin | 宁夏同心苏台风电场 | Ningxia Tongxin Sutai wind farm | -- | 风电 | Onshore | 50 | operating | 2019 |  | Datang Tongxin New Energy | 36.7001 | 106.3833 | L100000903694 | G100000904563 | https://www.gem.wiki/Ningxia_Tongxin_Sutai_wind_farm | Global Wind Power Tracker - February 2026 |  | 不适用 | 运行参数继承参考Generators_data.csv的风电/光伏设定
2661 | NX | 4 | 宁夏 | Wuzhong | Tongxin | 宁夏同心田 家岭风电场 | Ningxia Tongxin Tianjialing wind farm | -- | 风电 | Onshore | 50 | operating | 2013 | Beijing Energy Jingneng Clean Energy and Power Shareholding Co Ltd [100%] | Ningxia Kaiyang New Energy | 37.2978 | 105.8683 | L100000903695 | G100000904564 | https://www.gem.wiki/Ningxia_Tongxin_Tianjialing_wind_farm | Global Wind Power Tracker - February 2026 |  | 不适用 | 运行参数继承参考Generators_data.csv的风电/光伏设定
2662 | NX | 4 | 宁夏 | Wuzhong | Tongxin |  | Ningxia Tongxin Weitian Distributed wind farm | -- | 风电 | Onshore | 29.9 | operating | 2025 | Huadian (Ningxia) Energy Co LTD New Energy Branch Co |  | 37.009 | 106.339 | L100001025558 | G100001030251 | https://www.gem.wiki/Ningxia_Tongxin_Weitian_Distributed_wind_farm | Global Wind Power Tracker - February 2026 |  | 不适用 | 运行参数继承参考Generators_data.csv的风电/光伏设定
2663 | NX | 4 | 宁夏 | Wuzhong | Tongxin | 中能吴忠同心风电场（小罗山）一期风电项目 | Ningxia Tongxin Xiaoluoshan wind farm | 1 | 风电 | Onshore | 50 | operating | 2015 | China Power Investment Xinjiang Energy and Chemical Industry Group Hami Co Ltd [100%] | Zhongneng Xinyuan Ningxia Tongxin Wind Power Generation | 37.2349 | 106.3891 | L100000904814 | G100000905912 | https://www.gem.wiki/Ningxia_Tongxin_Xiaoluoshan_wind_farm | Global Wind Power Tracker - February 2026 |  | 不适用 | 运行参数继承参考Generators_data.csv的风电/光伏设定
2664 | NX | 4 | 宁夏 | Wuzhong | Tongxin | 中能吴忠同心风电场（小罗山）二期风电项目 | Ningxia Tongxin Xiaoluoshan wind farm | 2 | 风电 | Onshore | 50 | operating | 2015 | China Power Investment Xinjiang Energy and Chemical Industry Group Hami Co Ltd [100%] | Zhongneng Xinyuan Ningxia Tongxin Wind Power Generation | 37.2763 | 106.391 | L100000904814 | G100000905911 | https://www.gem.wiki/Ningxia_Tongxin_Xiaoluoshan_wind_farm | Global Wind Power Tracker - February 2026 |  | 不适用 | 运行参数继承参考Generators_data.csv的风电/光伏设定
2665 | NX | 4 | 宁夏 | Wuzhong | Tongxin | 宁夏同心张家塬风电场（大唐） | Ningxia Tongxin Zhangjiayuan (Datang) wind farm | 0 | 风电 | Onshore | 50 | operating | 2015 |  | Datang Tongxin New Energy | 36.7094 | 106.4734 | L100000903696 | G100000904565 | https://www.gem.wiki/Ningxia_Tongxin_Zhangjiayuan_(Datang)_wind_farm | Global Wind Power Tracker - February 2026 |  | 不适用 | 运行参数继承参考Generators_data.csv的风电/光伏设定
2666 | NX | 4 | 宁夏 | Wuzhong | Tongxin | 宁夏同心张家塬风电场一期（大唐） | Ningxia Tongxin Zhangjiayuan (Datang) wind farm | 1 | 风电 | Onshore | 50 | operating | 2015 |  | Datang Tongxin New Energy | 36.7256 | 106.4929 | L100000903696 | G100000904566 | https://www.gem.wiki/Ningxia_Tongxin_Zhangjiayuan_(Datang)_wind_farm | Global Wind Power Tracker - February 2026 |  | 不适用 | 运行参数继承参考Generators_data.csv的风电/光伏设定
2667 | NX | 4 | 宁夏 | Wuzhong | Tongxin | 宁夏宁夏同心张家塬乡海棠湖风电场 | Ningxia Tongxin Zhangjiayuan Haitanghu wind farm | -- | 风电 | Onshore | 50 | operating | 2020 | China Datang Group New Energy Shareholding Co Ltd [100%] | Ningxia Tongxin Huifeng New Energy | 36.6382 | 106.3955 | L100000903697 | G100000904567 | https://www.gem.wiki/Ningxia_Tongxin_Zhangjiayuan_Haitanghu_wind_farm | Global Wind Power Tracker - February 2026 |  | 不适用 | 运行参数继承参考Generators_data.csv的风电/光伏设定
2668 | NX | 4 | 宁夏 | Wuzhong | Tongxin | 宁夏同心苏台风电场 | Ningxia Tongxin Zhangjiayuan Sutai wind farm | -- | 风电 | Onshore | 50 | operating | 2019 |  | Ningxia Tongxin Huifeng New Energy | 36.6956 | 106.3889 | L100000903698 | G100000904568 | https://www.gem.wiki/Ningxia_Tongxin_Zhangjiayuan_Sutai_wind_farm | Global Wind Power Tracker - February 2026 |  | 不适用 | 运行参数继承参考Generators_data.csv的风电/光伏设定
2669 | NX | 4 | 宁夏 | Wuzhong | Tongxin | 宁夏同心张家塬险崖子风电场 | Ningxia Tongxin Zhangjiayuan Xianyazi wind farm | -- | 风电 | Onshore | 50 | operating | 2015 |  | Datang Tongxin New Energy | 36.6706 | 106.4486 | L100000903699 | G100000904569 | https://www.gem.wiki/Ningxia_Tongxin_Zhangjiayuan_Xianyazi_wind_farm | Global Wind Power Tracker - February 2026 |  | 不适用 | 运行参数继承参考Generators_data.csv的风电/光伏设定
2670 | NX | 4 | 宁夏 | Wuzhong | Tongxin | 中能吴忠同心风电场张家庄风电项目 | Ningxia Tongxin Zhangjiazhuang wind farm | -- | 风电 | Onshore | 100 | operating | 2020 | Zhongneng Xinyuan Ningxia Tongxin Wind Power Generation Co Ltd |  | 36.8228 | 106.5034 | L100001026052 | G100001031296 | https://www.gem.wiki/Ningxia_Tongxin_Zhangjiazhuang_wind_farm | Global Wind Power Tracker - February 2026 |  | 不适用 | 运行参数继承参考Generators_data.csv的风电/光伏设定
2671 | NX | 4 | 宁夏 | Wuzhong | Hongsibu District | 宁夏华仪太阳山风电场白塔水风电项目 | Ningxia Wuzhong (Huayi) Taiyangshan Baitashui wind farm | -- | 风电 | Onshore | 49.5 | operating | 2020 | 宁夏太阳山白塔水风电有限公司 |  | 37.3901 | 106.413 | L100001045403 | G100001051103 | https://www.gem.wiki/Ningxia_Wuzhong__(Huayi)_Taiyangshan_Baitashui_wind_farm | Global Wind Power Tracker - February 2026 |  | 不适用 | 运行参数继承参考Generators_data.csv的风电/光伏设定
2672 | NX | 4 | 宁夏 | Wuzhong | Hongsibu District | 国电电力宁夏新能源开发吴忠太阳山红寺堡风电场()二期49.5MW发电工程 | Ningxia Wuzhong Hongsibao wind farm | 2 | 风电 | Onshore | 50 | operating | 2014 | GD POWER Development Co Ltd [100%] | Guodian Power Ningxia New Energy Development | 37.657 | 106.4614 | L100000904784 | G100000905879 | https://www.gem.wiki/Ningxia_Wuzhong_Hongsibao_wind_farm | Global Wind Power Tracker - February 2026 |  | 不适用 | 运行参数继承参考Generators_data.csv的风电/光伏设定
2673 | NX | 4 | 宁夏 | Wuzhong | Hongsibu District | 吴忠市白塔风力发电红寺堡太阳山风电场浙江机电白塔水项目49.5MW发电工程 | Ningxia Wuzhong Taiyangshan Baitashui Wind Project | -- | 风电 | Onshore | 50 | operating | 2015 | Sinohydro Renewable Energy Co Ltd [100%] | Wuzhong Baita Wind Power Generation | 37.5839 | 106.3483 | L100000904782 | G100000905877 | https://www.gem.wiki/Ningxia_Wuzhong_Taiyangshan_Baitashui_Wind_Project | Global Wind Power Tracker - February 2026 |  | 不适用 | 运行参数继承参考Generators_data.csv的风电/光伏设定
2674 | NX | 4 | 宁夏 | Wuzhong | Hongsibu District | 国电电力吴忠太阳山风光储49.5MW发电项目 | Ningxia Wuzhong Taiyangshan Wind And Solar Storage Power Plant | -- | 风电 | Onshore | 50 | operating | 2015 | GD POWER Development Co Ltd [100%] | Guodian Power Ningxia New Energy Development | 37.6683 | 106.4784 | L100000904799 | G100000905895 | https://www.gem.wiki/Ningxia_Wuzhong_Taiyangshan_Wind_And_Solar_Storage_Power_Plant | Global Wind Power Tracker - February 2026 |  | 不适用 | 运行参数继承参考Generators_data.csv的风电/光伏设定
2675 | NX | 4 | 宁夏 | Wuzhong | Hongsibu District | 国电电力吴忠太阳山风力发电项目 | Ningxia Wuzhong Taiyangshan wind farm | -- | 风电 | Onshore | 50 | operating | 2015 | GD POWER Development Co Ltd [100%] | Guodian Power Ningxia New Energy Development | 37.6501 | 106.4026 | L100000904800 | G100000905896 | https://www.gem.wiki/Ningxia_Wuzhong_Taiyangshan_wind_farm | Global Wind Power Tracker - February 2026 |  | 不适用 | 运行参数继承参考Generators_data.csv的风电/光伏设定
2676 | NX | 4 | 宁夏 | Wuzhong | Litong District | 吴忠市五里坡风力发电利通太阳山风电场浙江运达五里坡2好一期49.5MW发电工程 | Ningxia Wuzhong Taiyangshan Wind Farm Wulipo Project | -- | 风电 | Onshore | 50 | operating | 2014 | Powerchina Huadong Engineering Corp Ltd [100%] | Wuzhong Wulipo Wind Power Generation | 37.6256 | 106.3803 | L100000904788 | G100000905883 | https://www.gem.wiki/Ningxia_Wuzhong_Taiyangshan_Wind_Farm_Wulipo_Project | Global Wind Power Tracker - February 2026 |  | 不适用 | 运行参数继承参考Generators_data.csv的风电/光伏设定
2677 | NX | 4 | 宁夏 | Wuzhong | Litong District | 吴忠市五里坡风力发电利通太阳山风电场运风3号49.5MW发电工程 | Ningxia Wuzhong Taiyangshan Wind Farm Yunfeng No.3 Project | -- | 风电 | Onshore | 50 | operating | 2015 | Powerchina Huadong Engineering Corp Ltd [100%] | Wuzhong Wulipo Wind Power Generation | 37.6142 | 106.3481 | L100000904792 | G100000905888 | https://www.gem.wiki/Ningxia_Wuzhong_Taiyangshan_Wind_Farm_Yunfeng_No.3_Project | Global Wind Power Tracker - February 2026 |  | 不适用 | 运行参数继承参考Generators_data.csv的风电/光伏设定
2678 | NX | 4 | 宁夏 | Guyuan City | Xiji County | 宁夏西吉偏城梁风电场 | Ningxia Xiji Pianchengliang wind farm | -- | 风电 | Onshore | 100 | operating | 2017 |  | Xiji County Rongxin Windpower | 35.9689 | 105.9779 | L100000903664 | G100000904508 | https://www.gem.wiki/Ningxia_Xiji_Pianchengliang_wind_farm | Global Wind Power Tracker - February 2026 |  | 不适用 | 运行参数继承参考Generators_data.csv的风电/光伏设定
2679 | NX | 4 | 宁夏 | Wuzhong | Yanchi | 宁夏盐池一期硝池子风电场 (龙源) | Ningxia Yanchi (Longyuan) wind farm | 1 | 风电 | Onshore | 50 | operating | 2016 |  | Longyuan Wuzhong Windpower | 38.1164 | 107.1201 | L100000903701 | G100000904571 | https://www.gem.wiki/Ningxia_Yanchi_(Longyuan)_wind_farm | Global Wind Power Tracker - February 2026 |  | 不适用 | 运行参数继承参考Generators_data.csv的风电/光伏设定
2680 | NX | 4 | 宁夏 | Wuzhong | Yanchi | 宁夏盐池二期苏步井风电场 (龙源) | Ningxia Yanchi (Longyuan) wind farm | 2 | 风电 | Onshore | 50 | operating | 2016 |  | Longyuan Wuzhong Windpower | 38.1231 | 107.1736 | L100000903701 | G100000904572 | https://www.gem.wiki/Ningxia_Yanchi_(Longyuan)_wind_farm | Global Wind Power Tracker - February 2026 |  | 不适用 | 运行参数继承参考Generators_data.csv的风电/光伏设定
2681 | NX | 4 | 宁夏 | Wuzhong | Yanchi | 宁夏盐池三期花马池风电工程 | Ningxia Yanchi (Longyuan) wind farm | 3 | 风电 | Onshore | 50 | operating | 2016 |  | Longyuan Wuzhong Windpower | 38.1311 | 107.1486 | L100000903701 | G100000904573 | https://www.gem.wiki/Ningxia_Yanchi_(Longyuan)_wind_farm | Global Wind Power Tracker - February 2026 |  | 不适用 | 运行参数继承参考Generators_data.csv的风电/光伏设定
2682 | NX | 4 | 宁夏 | Wuzhong | Yanchi | 宁夏盐池太阳山风电电场 (中赢正源) | Ningxia Yanchi (Zhongying Zhengyuan) wind farm | -- | 风电 | Onshore | 100 | operating | 2016 |  | Zhongying Zhengyuan (Yanchi) New Energy | 37.6038 | 106.6221 | L100000903700 | G100000904570 | https://www.gem.wiki/Ningxia_Yanchi_(Zhongying_Zhengyuan)_wind_farm | Global Wind Power Tracker - February 2026 |  | 不适用 | 运行参数继承参考Generators_data.csv的风电/光伏设定
2683 | NX | 4 | 宁夏 | Wuzhong | Yanchi | 宁夏盐池风电场（陈记梁）京城甘能49.5MW风电项目 | Ningxia Yanchi Chenjiliang wind farm | -- | 风电 | Onshore | 50 | operating | 2015 | Gansu Ganneng Electric Power Co Ltd [2%]; Beijing Jingcheng New Energy Co Ltd [98%] | Jingcheng Ganneng Yanchi New Energy | 37.0417 | 106.3667 | L100000904811 | G100000905907 | https://www.gem.wiki/Ningxia_Yanchi_Chenjiliang_wind_farm | Global Wind Power Tracker - February 2026 |  | 不适用 | 运行参数继承参考Generators_data.csv的风电/光伏设定
2684 | NX | 4 | 宁夏 | Wuzhong | Yanchi | 宁夏盐池大水坑风电场一期 (哈纳斯) | Ningxia Yanchi Dashuikeng (Hanasi) wind farm | 1 | 风电 | Onshore | 50 | operating | 2011 |  | Ningxia Yanchi Hanasi Energy | 37.7718 | 107.5132 | L100000903702 | G100000904574 | https://www.gem.wiki/Ningxia_Yanchi_Dashuikeng_(Hanasi)_wind_farm | Global Wind Power Tracker - February 2026 |  | 不适用 | 运行参数继承参考Generators_data.csv的风电/光伏设定
2685 | NX | 4 | 宁夏 | Wuzhong | Yanchi | 宁夏盐池大水坑风电场二期 (哈纳斯) | Ningxia Yanchi Dashuikeng (Hanasi) wind farm | 2 | 风电 | Onshore | 49 | operating | 2014 |  | Ningxia Yanchi Hanasi Energy | 37.2583 | 106.9622 | L100000903702 | G100000904575 | https://www.gem.wiki/Ningxia_Yanchi_Dashuikeng_(Hanasi)_wind_farm | Global Wind Power Tracker - February 2026 |  | 不适用 | 运行参数继承参考Generators_data.csv的风电/光伏设定
2686 | NX | 4 | 宁夏 | Wuzhong | Yanchi | 宁夏盐池大水坑风电场一期 (马斯特) | Ningxia Yanchi Dashuikeng (Masite "Master") wind farm | 1 | 风电 | Onshore | 50 | operating | 2011 |  | Ningxia Yanchi Masite ("Master") Energy CO LTD | 37.7718 | 107.5132 | L100000903703 | G100000904576 | https://www.gem.wiki/Ningxia_Yanchi_Dashuikeng_(Masite_"Master")_wind_farm | Global Wind Power Tracker - February 2026 |  | 不适用 | 运行参数继承参考Generators_data.csv的风电/光伏设定
2687 | NX | 4 | 宁夏 | Wuzhong | Yanchi | 宁夏盐池大水坑整装场一期 (银仪) | Ningxia Yanchi Dashuikeng (Yinyi) wind farm | 1 | 风电 | Onshore | 50 | operating | 2012 |  | Ningxia Yinyi Windpower | 37.4741 | 107.2086 | L100000903704 | G100000904577 | https://www.gem.wiki/Ningxia_Yanchi_Dashuikeng_(Yinyi)_wind_farm | Global Wind Power Tracker - February 2026 |  | 不适用 | 运行参数继承参考Generators_data.csv的风电/光伏设定
2688 | NX | 4 | 宁夏 | Wuzhong | Yanchi | 宁夏盐池摆宴井风电场 | Ningxia Yanchi Dashuikeng Baiyanjing wind farm | -- | 风电 | Onshore | 49 | operating | 2018 |  | Ningxia Masite "Master" Windpower | 37.7718 | 107.5132 | L100000903705 | G100000904578 | https://www.gem.wiki/Ningxia_Yanchi_Dashuikeng_Baiyanjing_wind_farm | Global Wind Power Tracker - February 2026 |  | 不适用 | 运行参数继承参考Generators_data.csv的风电/光伏设定
2689 | NX | 4 | 宁夏 | Wuzhong | Yanchi | 宁夏盐池杨儿庄风电场 | Ningxia Yanchi Dashuikeng Yangerzhuang wind farm | -- | 风电 | Onshore | 49 | operating | 2018 |  | Ningxia Masite "Master" Windpower | 37.438 | 106.9773 | L100000903706 | G100000904579 | https://www.gem.wiki/Ningxia_Yanchi_Dashuikeng_Yangerzhuang_wind_farm | Global Wind Power Tracker - February 2026 |  | 不适用 | 运行参数继承参考Generators_data.csv的风电/光伏设定
2690 | NX | 4 | 宁夏 | Wuzhong | Yanchi | 宁夏盐池惠安风电场一期 (神华) | Ningxia Yanchi Hui'An (Shenhua) wind farm | 1 | 风电 | Onshore | 50 | operating | 2020 |  | Shenhua Guoneng NIngxia Coal and Electricity | 37.7718 | 107.5132 | L100000903707 | G100000904580 | https://www.gem.wiki/Ningxia_Yanchi_Hui'An_(Shenhua)_wind_farm | Global Wind Power Tracker - February 2026 |  | 不适用 | 运行参数继承参考Generators_data.csv的风电/光伏设定
2691 | NX | 4 | 宁夏 | Wuzhong | Yanchi | 宁夏盐池惠安风电场二期 (神华) | Ningxia Yanchi Hui'An (Shenhua) wind farm | 2 | 风电 | Onshore | 50 | operating | 2020 |  | Shenhua Guoneng NIngxia Coal and Electricity | 37.7718 | 107.5132 | L100000903707 | G100000904581 | https://www.gem.wiki/Ningxia_Yanchi_Hui'An_(Shenhua)_wind_farm | Global Wind Power Tracker - February 2026 |  | 不适用 | 运行参数继承参考Generators_data.csv的风电/光伏设定
2692 | NX | 4 | 宁夏 | Wuzhong | Yanchi | 宁夏惠安堡风电场一 期 (哈纳斯) | Ningxia Yanchi Hui'Anpu (Hanasi) wind farm | 1 | 风电 | Onshore | 49 | operating | 2012 |  | Ningxia Hanasi Energy | 37.7718 | 107.5132 | L100000903708 | G100000904582 | https://www.gem.wiki/Ningxia_Yanchi_Hui'Anpu_(Hanasi)_wind_farm | Global Wind Power Tracker - February 2026 |  | 不适用 | 运行参数继承参考Generators_data.csv的风电/光伏设定
2693 | NX | 4 | 宁夏 | Wuzhong | Yanchi | 宁夏盐池惠安堡风电场二期（哈纳斯） | Ningxia Yanchi Hui'Anpu (Hanasi) wind farm | 2 | 风电 | Onshore | 49 | operating | 2014 |  | Ningxia Hanasi Energy | 37.2133 | 106.8301 | L100000903708 | G100000904583 | https://www.gem.wiki/Ningxia_Yanchi_Hui'Anpu_(Hanasi)_wind_farm | Global Wind Power Tracker - February 2026 |  | 不适用 | 运行参数继承参考Generators_data.csv的风电/光伏设定
2694 | NX | 4 | 宁夏 | Wuzhong | Yanchi | 宁夏盐池惠安堡风电场 一期 (马斯特) | Ningxia Yanchi Hui'Anpu (Masite "Master") wind farm | 1 | 风电 | Onshore | 49 | operating | 2012 |  | Ningxia Yanchi Masite ("Master") Energy CO LTD | 37.7718 | 107.5132 | L100000903709 | G100000904584 | https://www.gem.wiki/Ningxia_Yanchi_Hui'Anpu_(Masite_"Master")_wind_farm | Global Wind Power Tracker - February 2026 |  | 不适用 | 运行参数继承参考Generators_data.csv的风电/光伏设定
2695 | NX | 4 | 宁夏 | Wuzhong | Yanchi | 宁夏盐池惠安堡风电场二期（马斯特） | Ningxia Yanchi Hui'Anpu (Masite "Master") wind farm | 2 | 风电 | Onshore | 49 | operating | 2014 |  | Ningxia Yanchi Masite ("Master") Energy CO LTD | 37.2133 | 106.8301 | L100000903709 | G100000904585 | https://www.gem.wiki/Ningxia_Yanchi_Hui'Anpu_(Masite_"Master")_wind_farm | Global Wind Power Tracker - February 2026 |  | 不适用 | 运行参数继承参考Generators_data.csv的风电/光伏设定
2696 | NX | 4 | 宁夏 | Wuzhong | Yanchi | 宁夏盐池惠安堡风电场（中赢） | Ningxia Yanchi Hui'Anpu (Zhongying) wind farm | -- | 风电 | Onshore | 150 | operating | 2019 |  | Yanchi Couty Zhongying Fangyuan New Energy | 37.7718 | 107.5132 | L100000903710 | G100000904586 | https://www.gem.wiki/Ningxia_Yanchi_Hui'Anpu_(Zhongying)_wind_farm | Global Wind Power Tracker - February 2026 |  | 不适用 | 运行参数继承参考Generators_data.csv的风电/光伏设定
2697 | NX | 4 | 宁夏 | Wuzhong | Yanchi | 宁夏盐池柳条井风电场 | Ningxia Yanchi Liutiaojing wind farm | -- | 风电 | Onshore | 49 | operating | 2018 |  |  | 37.436 | 106.8716 | L100000903711 | G100000904587 | https://www.gem.wiki/Ningxia_Yanchi_Liutiaojing_wind_farm | Global Wind Power Tracker - February 2026 |  | 不适用 | 运行参数继承参考Generators_data.csv的风电/光伏设定
2698 | NX | 4 | 宁夏 | Wuzhong | Yanchi | 宁夏盐池麻黄山风电场一期(国电) | Ningxia Yanchi Mahuangshan (Guodian) wind farm | 1 | 风电 | Onshore | 50 | operating | 2011 |  | Guodian Power Ningxia Windpower Development | 37.3193 | 107.063 | L100000903713 | G100000904589 | https://www.gem.wiki/Ningxia_Yanchi_Mahuangshan_(Guodian)_wind_farm | Global Wind Power Tracker - February 2026 |  | 不适用 | 运行参数继承参考Generators_data.csv的风电/光伏设定
2699 | NX | 4 | 宁夏 | Wuzhong | Yanchi | 宁夏盐池麻黄山风电场二期 (国电) | Ningxia Yanchi Mahuangshan (Guodian) wind farm | 2 | 风电 | Onshore | 50 | operating | 2020 |  | Guodian Power Ningxia Windpower Development | 37.7718 | 107.5132 | L100000903713 | G100000904590 | https://www.gem.wiki/Ningxia_Yanchi_Mahuangshan_(Guodian)_wind_farm | Global Wind Power Tracker - February 2026 |  | 不适用 | 运行参数继承参考Generators_data.csv的风电/光伏设定
2700 | NX | 4 | 宁夏 | Wuzhong | Yanchi | 宁夏盐池麻黄山风电场一期 (马斯特) | Ningxia Yanchi Mahuangshan (Masite "Master") wind farm | 1 | 风电 | Onshore | 49 | operating | 2014 |  | Ningxia Yanchi Masite ("Master") Energy CO LTD | 37.8096 | 107.161 | L100000903714 | G100000904591 | https://www.gem.wiki/Ningxia_Yanchi_Mahuangshan_(Masite_"Master")_wind_farm | Global Wind Power Tracker - February 2026 |  | 不适用 | 运行参数继承参考Generators_data.csv的风电/光伏设定
2701 | NX | 4 | 宁夏 | Wuzhong | Yanchi | 宁夏盐池麻黄山风电场二期 (马斯特) | Ningxia Yanchi Mahuangshan (Masite "Master") wind farm | 2 | 风电 | Onshore | 49 | operating | 2014 |  | Ningxia Yanchi Masite ("Master") Energy CO LTD | 37.1977 | 107.0425 | L100000903714 | G100000904592 | https://www.gem.wiki/Ningxia_Yanchi_Mahuangshan_(Masite_"Master")_wind_farm | Global Wind Power Tracker - February 2026 |  | 不适用 | 运行参数继承参考Generators_data.csv的风电/光伏设定
2702 | NX | 4 | 宁夏 | Wuzhong | Yanchi | 宁夏盐池麻黄山风电场一期 (银星) | Ningxia Yanchi Mahuangshan (Yinxing) wind farm | 1 | 风电 | Onshore | 50 | operating | 2010 |  | Ningxia Yinxing Energy | 37.3633 | 107.1258 | L100000903716 | G100000904594 | https://www.gem.wiki/Ningxia_Yanchi_Mahuangshan_(Yinxing)_wind_farm | Global Wind Power Tracker - February 2026 |  | 不适用 | 运行参数继承参考Generators_data.csv的风电/光伏设定
2703 | NX | 4 | 宁夏 | Wuzhong | Yanchi | 宁夏盐池麻黄山风电场二期 (银星) | Ningxia Yanchi Mahuangshan (Yinxing) wind farm | 2 | 风电 | Onshore | 50 | operating | 2011 |  | Ningxia Yinxing Energy | 37.3478 | 107.1797 | L100000903716 | G100000904595 | https://www.gem.wiki/Ningxia_Yanchi_Mahuangshan_(Yinxing)_wind_farm | Global Wind Power Tracker - February 2026 |  | 不适用 | 运行参数继承参考Generators_data.csv的风电/光伏设定
2704 | NX | 4 | 宁夏 | Wuzhong | Yanchi | 宁夏盐池麻黄山乡王乐井牛毛井风电场 | Ningxia Yanchi Mahuangshan Niumaojing wind farm | -- | 风电 | Onshore | 50 | operating | 2014 |  | Yanchi County Kaidi Zhongying New Energy Development | 37.9071 | 107.2097 | L100000903718 | G100000904597 | https://www.gem.wiki/Ningxia_Yanchi_Mahuangshan_Niumaojing_wind_farm | Global Wind Power Tracker - February 2026 |  | 不适用 | 运行参数继承参考Generators_data.csv的风电/光伏设定
2705 | NX | 4 | 宁夏 | Wuzhong | Yanchi | 宁夏盐池麻黄山史家湾风电场 | Ningxia Yanchi Mahuangshan Shijiawan wind farm | -- | 风电 | Onshore | 49 | operating | 2019 |  | Ningxia Yanchi Masite Windpower | 37.7718 | 107.5132 | L100000903715 | G100000904593 | https://www.gem.wiki/Ningxia_Yanchi_Mahuangshan_Shijiawan_wind_farm | Global Wind Power Tracker - February 2026 |  | 不适用 | 运行参数继承参考Generators_data.csv的风电/光伏设定
2706 | NX | 4 | 宁夏 | Wuzhong | Yanchi | 宁夏盐池麻黄山王乐井风电场（哈纳斯） | Ningxia Yanchi Mahuangshan Wanglejing (Hanasi) wind farm | 1 | 风电 | Onshore | 49 | operating | 2014 |  | Ningxia Yanchi Hanasi Energy | 37.825 | 107.1584 | L100000903717 | G100000904596 | https://www.gem.wiki/Ningxia_Yanchi_Mahuangshan_Wanglejing_(Hanasi)_wind_farm | Global Wind Power Tracker - February 2026 |  | 不适用 | 运行参数继承参考Generators_data.csv的风电/光伏设定
2707 | NX | 4 | 宁夏 | Wuzhong | Yanchi | 国电电力吴忠盐池麻黄山分散式风电项目 | Ningxia Yanchi Mahuangshan wind farm | -- | 风电 | Onshore | 20 | operating | 2015 | GD POWER Development Co Ltd [100%] | Guodian Power Ningxia New Energy Development | 37.3027 | 107.0641 | L100000904801 | G100000905897 | https://www.gem.wiki/Ningxia_Yanchi_Mahuangshan_wind_farm | Global Wind Power Tracker - February 2026 |  | 不适用 | 运行参数继承参考Generators_data.csv的风电/光伏设定
2708 | NX | 4 | 宁夏 | Wuzhong | Yanchi | 宁夏盐池牛记圈风电场 | Ningxia Yanchi Niujijuan wind farm | -- | 风电 | Onshore | 50 | operating | 2017 |  | Ningxia Yanchi Masite "Master" Windpower | 37.8666 | 107.2084 | L100000903712 | G100000904588 | https://www.gem.wiki/Ningxia_Yanchi_Niujijuan_wind_farm | Global Wind Power Tracker - February 2026 |  | 不适用 | 运行参数继承参考Generators_data.csv的风电/光伏设定
2709 | NX | 4 | 宁夏 | Wuzhong | Yanchi | 宁夏马斯特吴忠盐池（钱记塬）风电场 | Ningxia Yanchi Qianjiyuan wind farm | -- | 风电 | Onshore | 50 | operating | 2015 | Ningxia Masite (Group) Cashmere Products Co Ltd [96%]; Ningxia Hanas Gas Group Co Ltd [4%] | Ningxia Yanchi Masite Wind Power | 37.2024 | 106.8382 | L100000904807 | G100000905903 | https://www.gem.wiki/Ningxia_Yanchi_Qianjiyuan_wind_farm | Global Wind Power Tracker - February 2026 |  | 不适用 | 运行参数继承参考Generators_data.csv的风电/光伏设定
2710 | NX | 4 | 宁夏 | Wuzhong | Yanchi | 宁夏盐池青山风电 场一期 (国电) | Ningxia Yanchi Qingshan (Guodian) wind farm | 1 | 风电 | Onshore | 50 | operating | 2012 |  | Guodian Power Ningxia Windpower Development | 37.5417 | 107.2214 | L100000903719 | G100000904598 | https://www.gem.wiki/Ningxia_Yanchi_Qingshan_(Guodian)_wind_farm | Global Wind Power Tracker - February 2026 |  | 不适用 | 运行参数继承参考Generators_data.csv的风电/光伏设定
2711 | NX | 4 | 宁夏 | Wuzhong | Yanchi | 宁夏盐池青山风电 场二期 (国电) | Ningxia Yanchi Qingshan (Guodian) wind farm | 2 | 风电 | Onshore | 50 | operating | 2012 |  | Guodian Power Ningxia Windpower Development | 37.5309 | 107.1734 | L100000903719 | G100000904599 | https://www.gem.wiki/Ningxia_Yanchi_Qingshan_(Guodian)_wind_farm | Global Wind Power Tracker - February 2026 |  | 不适用 | 运行参数继承参考Generators_data.csv的风电/光伏设定
2712 | NX | 4 | 宁夏 | Wuzhong | Yanchi | 宁夏盐池青山一期风电场 (国华) | Ningxia Yanchi Qingshan (Guohua) wind farm | 1 | 风电 | Onshore | 50 | operating | 2018 |  | Guohua (Ningxia) New Energy | 37.7718 | 107.5132 | L100000903720 | G100000904600 | https://www.gem.wiki/Ningxia_Yanchi_Qingshan_(Guohua)_wind_farm | Global Wind Power Tracker - February 2026 |  | 不适用 | 运行参数继承参考Generators_data.csv的风电/光伏设定
2713 | NX | 4 | 宁夏 | Wuzhong | Yanchi | 宁夏盐池青山二期风电场 (国华) | Ningxia Yanchi Qingshan (Guohua) wind farm | 2 | 风电 | Onshore | 50 | operating | 2018 |  | Guohua (Ningxia) New Energy | 37.7718 | 107.5132 | L100000903720 | G100000904601 | https://www.gem.wiki/Ningxia_Yanchi_Qingshan_(Guohua)_wind_farm | Global Wind Power Tracker - February 2026 |  | 不适用 | 运行参数继承参考Generators_data.csv的风电/光伏设定
2714 | NX | 4 | 宁夏 | Wuzhong | Yanchi | 宁夏盐池青山三期风电场 ((国华)) | Ningxia Yanchi Qingshan (Guohua) wind farm | 3 | 风电 | Onshore | 150 | operating | 2019 |  | Guohua (Ningxia) New Energy | 37.7718 | 107.5132 | L100000903720 | G100000904602 | https://www.gem.wiki/Ningxia_Yanchi_Qingshan_(Guohua)_wind_farm | Global Wind Power Tracker - February 2026 |  | 不适用 | 运行参数继承参考Generators_data.csv的风电/光伏设定
2715 | NX | 4 | 宁夏 | Wuzhong | Yanchi | 宁夏盐池苏步井一期风电场 | Ningxia Yanchi Subujing wind farm | 1 | 风电 | Onshore | 100 | operating | 2016 | Guohua (Ningxia) New Energy Co Ltd [100%] |  | 38.0742 | 107.2558 | L100000903721 | G100000904603 | https://www.gem.wiki/Ningxia_Yanchi_Subujing_wind_farm | Global Wind Power Tracker - February 2026 |  | 不适用 | 运行参数继承参考Generators_data.csv的风电/光伏设定
2716 | NX | 4 | 宁夏 | Wuzhong | Yanchi | 宁夏盐池苏步井二期风电场 | Ningxia Yanchi Subujing wind farm | 2 | 风电 | Onshore | 100 | operating | 2016 | Guohua (Ningxia) New Energy Co Ltd [100%] |  | 38.0508 | 107.2558 | L100000903721 | G100000904604 | https://www.gem.wiki/Ningxia_Yanchi_Subujing_wind_farm | Global Wind Power Tracker - February 2026 |  | 不适用 | 运行参数继承参考Generators_data.csv的风电/光伏设定
2717 | NX | 4 | 宁夏 | Wuzhong | Yanchi | 宁夏盐池王乐井孙家楼风电场 | Ningxia Yanchi Wanglejing Sunjialou wind farm | -- | 风电 | Onshore | 49 | operating | 2017 |  | Ningxia Yanchi Masite ("Master") Energy CO LTD | 37.8666 | 107.125 | L100000903722 | G100000904605 | https://www.gem.wiki/Ningxia_Yanchi_Wanglejing_Sunjialou_wind_farm | Global Wind Power Tracker - February 2026 |  | 不适用 | 运行参数继承参考Generators_data.csv的风电/光伏设定
2718 | NX | 4 | 宁夏 | Wuzhong | Yanchi | 宁夏马斯特吴忠盐池（吴家大梁）风电场风电项目 | Ningxia Yanchi Wujiadaliang wind farm | -- | 风电 | Onshore | 50 | operating | 2015 | Ningxia Masite (Group) Cashmere Products Co Ltd [96%]; Ningxia Hanas Gas Group Co Ltd [4%] | Ningxia Yanchi Masite Wind Power | 37.1651 | 106.8674 | L100000904808 | G100000905904 | https://www.gem.wiki/Ningxia_Yanchi_Wujiadaliang_wind_farm | Global Wind Power Tracker - February 2026 |  | 不适用 | 运行参数继承参考Generators_data.csv的风电/光伏设定
2719 | NX | 4 | 宁夏 | Wuzhong | Yanchi | 宁夏盐池西大井风电场 | Ningxia Yanchi Xidajing wind farm | -- | 风电 | Onshore | 50 | operating | 2019 |  | Longyuan Wuzhong Windpower | 37.7718 | 107.5132 | L100000903723 | G100000904606 | https://www.gem.wiki/Ningxia_Yanchi_Xidajing_wind_farm | Global Wind Power Tracker - February 2026 |  | 不适用 | 运行参数继承参考Generators_data.csv的风电/光伏设定
2720 | NX | 4 | 宁夏 | Wuzhong | Yanchi | 宁夏盐池新泉井风电场 | Ningxia Yanchi Xinquanjing wind farm | -- | 风电 | Onshore | 49 | operating | 2018 |  | Ningxia Yanchi Hanasi New Energy | 37.7718 | 107.5132 | L100000903724 | G100000904607 | https://www.gem.wiki/Ningxia_Yanchi_Xinquanjing_wind_farm | Global Wind Power Tracker - February 2026 |  | 不适用 | 运行参数继承参考Generators_data.csv的风电/光伏设定
2721 | NX | 4 | 宁夏 | Wuzhong | Yanchi | 宁夏盐池于家梁风电场 | Ningxia Yanchi Yujialing wind farm | -- | 风电 | Onshore | 100 | operating | 2019 |  | Ningxia Yanchi Luneng New Energy | 37.7718 | 107.5132 | L100000903725 | G100000904608 | https://www.gem.wiki/Ningxia_Yanchi_Yujialing_wind_farm | Global Wind Power Tracker - February 2026 |  | 不适用 | 运行参数继承参考Generators_data.csv的风电/光伏设定
2722 | NX | 4 | 宁夏 | Yinchuan | Yongning | 宁夏永宁贺兰山头关风电场一期 | Ningxia Yongning Helanshan Touguan wind farm | 1 | 风电 | Onshore | 40 | operating | 2011 |  | Ningxia Dalisi Power Generation | 38.3333 | 105.8866 | L100000903732 | G100000904628 | https://www.gem.wiki/Ningxia_Yongning_Helanshan_Touguan_wind_farm | Global Wind Power Tracker - February 2026 |  | 不适用 | 运行参数继承参考Generators_data.csv的风电/光伏设定
2723 | NX | 4 | 宁夏 | Guyuan City | Yuanzhou District | 宁夏盾安风电固原原州寨科风电场盾安二期项目48.0MW发电工程 | Ningxia Yuanzhou Zhaike Dun'An Wind Project | 2 | 风电 | Onshore | 48 | operating | 2014 | Zhejiang Dunan New Energy Resources Development Co Ltd [100%] | Ningxia Dunan Wind Power | 36.4164 | 106.4101 | L100000904785 | G100000905880 | https://www.gem.wiki/Ningxia_Yuanzhou_Zhaike_Dun'An_Wind_Project | Global Wind Power Tracker - February 2026 |  | 不适用 | 运行参数继承参考Generators_data.csv的风电/光伏设定
2724 | NX | 4 | 宁夏 | Guyuan City | Xiji County | 宁夏西吉月亮山风电场一期 | Ningxia Yueliangshan wind farm | 1 | 风电 | Onshore | 50 | operating | 2012 |  | Huadian Ningxia Yueliangshan Windpower | 36.2012 | 105.6177 | L100000918619 | G100000922977 | https://www.gem.wiki/Ningxia_Yueliangshan_wind_farm | Global Wind Power Tracker - February 2026 |  | 不适用 | 运行参数继承参考Generators_data.csv的风电/光伏设定
2725 | NX | 4 | 宁夏 | Guyuan City | Xiji County | 宁夏西吉月亮山风电场二期 | Ningxia Yueliangshan wind farm | 2 | 风电 | Onshore | 50 | operating | 2012 |  | Huadian Ningxia Yueliangshan Windpower | 36.163 | 105.6585 | L100000918619 | G100000922978 | https://www.gem.wiki/Ningxia_Yueliangshan_wind_farm | Global Wind Power Tracker - February 2026 |  | 不适用 | 运行参数继承参考Generators_data.csv的风电/光伏设定
2726 | NX | 4 | 宁夏 | Zhongwei | Haiyuan | 宁夏海原风电场一期 (华电) | Ningxia Yueliangshan wind farm | 3 | 风电 | Onshore | 50 | operating | 2014 | Huadian International Ningxia New Energy Power CO LTDLiupanshan Branch [100%] |  | 36.1917 | 105.6833 | L100000918619 | G100000922979 | https://www.gem.wiki/Ningxia_Yueliangshan_wind_farm | Global Wind Power Tracker - February 2026 |  | 不适用 | 运行参数继承参考Generators_data.csv的风电/光伏设定
2727 | NX | 4 | 宁夏 | Zhongwei | Haiyuan | 宁夏西吉月亮山风电场四期 | Ningxia Yueliangshan wind farm | 4 | 风电 | Onshore | 50 | operating | 2014 | Huadian International Ningxia New Energy Power CO LTDLiupanshan Branch [100%] |  | 36.1917 | 105.6833 | L100000918619 | G100000922980 | https://www.gem.wiki/Ningxia_Yueliangshan_wind_farm | Global Wind Power Tracker - February 2026 |  | 不适用 | 运行参数继承参考Generators_data.csv的风电/光伏设定
2728 | NX | 4 | 宁夏 | Zhongwei | Zhongning | 中广核中卫中宁长山头风电 场一期49.5MW发电工程 | Ningxia Zhongning Changshantou Dazhanchang (China Guangdong Nuclear) wind farm | 1 | 风电 | Onshore | 15 | operating | 2014 |  | China Guangdong Nuclear Zhongning Windpower | 37.2765 | 105.6425 | L100000903742 | G100000904648 | https://www.gem.wiki/Ningxia_Zhongning_Changshantou_Dazhanchang_(China_Guangdong_Nuclear)_wind_farm | Global Wind Power Tracker - February 2026 |  | 不适用 | 运行参数继承参考Generators_data.csv的风电/光伏设定
2729 | NX | 4 | 宁夏 | Zhongwei | Zhongning |  | Ningxia Zhongning Changshantou Dazhanchang (China Guangdong Nuclear) wind farm | 2 | 风电 | Onshore | 34.5 | operating | 2014 |  |  | 37.2765 | 105.6425 | L100000903742 | G100001028200 | https://www.gem.wiki/Ningxia_Zhongning_Changshantou_Dazhanchang_(China_Guangdong_Nuclear)_wind_farm | Global Wind Power Tracker - February 2026 |  | 不适用 | 运行参数继承参考Generators_data.csv的风电/光伏设定
2730 | NX | 4 | 宁夏 | Zhongwei | Zhongning | 宁夏中宁长山头(宽口井)风电场 | Ningxia Zhongning Changshantou Kuangkoujing wind farm | -- | 风电 | Onshore | 50 | operating | 2012 |  | Ningxia Yinxing Energy | 37.2667 | 105.5833 | L100000903743 | G100000904649 | https://www.gem.wiki/Ningxia_Zhongning_Changshantou_Kuangkoujing_wind_farm | Global Wind Power Tracker - February 2026 |  | 不适用 | 运行参数继承参考Generators_data.csv的风电/光伏设定
2731 | NX | 4 | 宁夏 | Zhongwei | Zhongning | 银星能源中宁长山头风电项目 | Ningxia Zhongning Changshantou wind farm | -- | 风电 | Onshore | 99 | operating | 2015 | Aladdin Energy Group Co Ltd [1%]; unknown [58%]; China Aluminum Ningxia Energy Group Co Ltd [40%] | Ningxia Yinxing Energy | 37.2667 | 105.5833 | L100000904812 | G100000905909 | https://www.gem.wiki/Ningxia_Zhongning_Changshantou_wind_farm | Global Wind Power Tracker - February 2026 |  | 不适用 | 运行参数继承参考Generators_data.csv的风电/光伏设定
2732 | NX | 4 | 宁夏 | Zhongwei | Zhongning | 宁夏银星中卫中宁(大战场) 风电场一期 | Ningxia Zhongning Dazhanchang (Yinxing) wind farm | 1 | 风电 | Onshore | 49 | operating | 2012 |  | Ningxia Yinxing Energy | 37.3158 | 105.6022 | L100000903744 | G100000904650 | https://www.gem.wiki/Ningxia_Zhongning_Dazhanchang_(Yinxing)_wind_farm | Global Wind Power Tracker - February 2026 |  | 不适用 | 运行参数继承参考Generators_data.csv的风电/光伏设定
2733 | NX | 4 | 宁夏 | Zhongwei | Zhongning | 宁夏中宁(大战场) 风电场二期 | Ningxia Zhongning Dazhanchang (Yinxing) wind farm | 2 | 风电 | Onshore | 49 | operating | 2012 |  | Ningxia Yinxing Energy | 37.3133 | 105.5472 | L100000903744 | G100000904651 | https://www.gem.wiki/Ningxia_Zhongning_Dazhanchang_(Yinxing)_wind_farm | Global Wind Power Tracker - February 2026 |  | 不适用 | 运行参数继承参考Generators_data.csv的风电/光伏设定
2734 | NX | 4 | 宁夏 | Zhongwei | Zhongning | 宁夏中宁恩和风电场 | Ningxia Zhongning Enhe wind farm | -- | 风电 | Onshore | 50 | operating | 2020 |  | State Development Investment Baiyin Windpower | 37.3096 | 105.9609 | L100000903745 | G100000904652 | https://www.gem.wiki/Ningxia_Zhongning_Enhe_wind_farm | Global Wind Power Tracker - February 2026 |  | 不适用 | 运行参数继承参考Generators_data.csv的风电/光伏设定
2735 | NX | 4 | 宁夏 | Zhongwei | Zhongning | 宁夏中宁喊叫水风电场 | Ningxia Zhongning Hanjiaoshui wind farm | -- | 风电 | Onshore | 150 | operating | 2020 |  | Ningxia Zhongning County Jingneng New Energy | 37.3096 | 105.9609 | L100000903746 | G100000904653 | https://www.gem.wiki/Ningxia_Zhongning_Hanjiaoshui_wind_farm | Global Wind Power Tracker - February 2026 |  | 不适用 | 运行参数继承参考Generators_data.csv的风电/光伏设定
2736 | NX | 4 | 宁夏 | Zhongwei | Zhongning | 宁夏中宁新堡镇风电 | Ningxia Zhongning Xinbaozhen wind farm | -- | 风电 | Onshore | 101 | operating | 2019 |  | Zhongning County Yinbian New Energy | 37.3083 | 105.8667 | L100000903747 | G100000904654 | https://www.gem.wiki/Ningxia_Zhongning_Xinbaozhen_wind_farm | Global Wind Power Tracker - February 2026 |  | 不适用 | 运行参数继承参考Generators_data.csv的风电/光伏设定
2737 | NX | 4 | 宁夏 | Zhongwei | Zhongning | 宁夏中宁整装风电场 | Ningxia Zhongning Zhengzhuang wind farm | -- | 风电 | Onshore | 100 | operating | 2016 |  | Ningxia Zhongning County Beijing Energy New Energy | 37.3096 | 105.9609 | L100000903748 | G100000904655 | https://www.gem.wiki/Ningxia_Zhongning_Zhengzhuang_wind_farm | Global Wind Power Tracker - February 2026 |  | 不适用 | 运行参数继承参考Generators_data.csv的风电/光伏设定
2738 | NX | 4 | 宁夏 | Zhongwei | Shapotou District | 华能中卫山水沟15MW分散式风电项目, 华能中卫山水沟15MW分散式风电项目 | Ningxia Zhongwei (Huaneng) Distributed wind farms | Shanshuigou | 风电 | Onshore | 15 | operating | 2025 | Huaneng Ningxia Energy Co Ltd |  | 37.624 | 105.374 | L100001020409 | G100001023256 | https://www.gem.wiki/Ningxia_Zhongwei_(Huaneng)_Distributed_wind_farms | Global Wind Power Tracker - February 2026 |  | 不适用 | 运行参数继承参考Generators_data.csv的风电/光伏设定
2739 | NX | 4 | 宁夏 | Zhongwei | Shapotou District | 华能中卫石闸墨20MW分散式风电项目, 华能中卫山水沟15MW分散式风电项目 | Ningxia Zhongwei (Huaneng) Distributed wind farms | Shizhamo | 风电 | Onshore | 20 | operating | 2025 | Huaneng Ningxia Energy Co Ltd |  | 37.528 | 105.426 | L100001020409 | G100001023257 | https://www.gem.wiki/Ningxia_Zhongwei_(Huaneng)_Distributed_wind_farms | Global Wind Power Tracker - February 2026 |  | 不适用 | 运行参数继承参考Generators_data.csv的风电/光伏设定
2740 | NX | 4 | 宁夏 | Zhongwei | Shapotou District | 中电建中卫麦垛山风电项目 | Ningxia Zhongwei Maiduoshan wind farm | -- | 风电 | Onshore | 182 | operating | 2020 | Zhongwei Maiduoshan New Energy Co Ltd |  | 37.611 | 105.416 | L100001020621 | G100001023522 | https://www.gem.wiki/Ningxia_Zhongwei_Maiduoshan_wind_farm | Global Wind Power Tracker - February 2026 |  | 不适用 | 运行参数继承参考Generators_data.csv的风电/光伏设定
2741 | NX | 4 | 宁夏 | Zhongwei | Shapotou District | 宁夏中卫香山200MW风电场 (国家电投) | Ningxia Zhongwei Xiangshan (State Power Investment) 200 MW wind farm | -- | 风电 | Onshore | 200 | operating | 2020 |  | China Power Investment Corporation Ningxia Energy and Aluminium Zhongwei New Energy | 37.3096 | 105.9609 | L100000903740 | G100000904646 | https://www.gem.wiki/Ningxia_Zhongwei_Xiangshan_(State_Power_Investment)_200_MW_wind_farm | Global Wind Power Tracker - February 2026 |  | 不适用 | 运行参数继承参考Generators_data.csv的风电/光伏设定
2742 | NX | 4 | 宁夏 | Zhongwei | Shapotou District | 宁夏中卫香山风电场四期 (国家电投) | Ningxia Zhongwei Xiangshan (State Power Investment) wind farm | 4 | 风电 | Onshore | 50 | operating | 2011 |  | China Power Investment Corporation Ningxia Energy and Aluminium Group Zhongei New Energy | 37.2083 | 105.3083 | L100000903739 | G100000904642 | https://www.gem.wiki/Ningxia_Zhongwei_Xiangshan_(State_Power_Investment)_wind_farm | Global Wind Power Tracker - February 2026 |  | 不适用 | 运行参数继承参考Generators_data.csv的风电/光伏设定
2743 | NX | 4 | 宁夏 | Zhongwei | Shapotou District | 宁夏中卫香山风电场五期 (国家电投) | Ningxia Zhongwei Xiangshan (State Power Investment) wind farm | 5 | 风电 | Onshore | 50 | operating | 2011 |  | China Power Investment Corporation Ningxia Energy and Aluminium Group Zhongei New Energy | 37.1833 | 105.2667 | L100000903739 | G100000904643 | https://www.gem.wiki/Ningxia_Zhongwei_Xiangshan_(State_Power_Investment)_wind_farm | Global Wind Power Tracker - February 2026 |  | 不适用 | 运行参数继承参考Generators_data.csv的风电/光伏设定
2744 | NX | 4 | 宁夏 | Zhongwei | Shapotou District | 宁夏中卫香山风电场六期 (国家电投) | Ningxia Zhongwei Xiangshan (State Power Investment) wind farm | 6 | 风电 | Onshore | 50 | operating | 2014 |  | China Power Investment Corporation Ningxia Energy and Aluminium Zhongwei New Energy | 37.0837 | 105.3083 | L100000903739 | G100000904644 | https://www.gem.wiki/Ningxia_Zhongwei_Xiangshan_(State_Power_Investment)_wind_farm | Global Wind Power Tracker - February 2026 |  | 不适用 | 运行参数继承参考Generators_data.csv的风电/光伏设定
2745 | NX | 4 | 宁夏 | Zhongwei | Shapotou District | 宁夏中卫香山风电场七期 (国家电投) | Ningxia Zhongwei Xiangshan (State Power Investment) wind farm | 7 | 风电 | Onshore | 50 | operating | 2014 |  | China Power Investment Corporation Ningxia Energy and Aluminium Zhongwei New Energy | 37.1586 | 105.0657 | L100000903739 | G100000904645 | https://www.gem.wiki/Ningxia_Zhongwei_Xiangshan_(State_Power_Investment)_wind_farm | Global Wind Power Tracker - February 2026 |  | 不适用 | 运行参数继承参考Generators_data.csv的风电/光伏设定
2746 | NX | 4 | 宁夏 | Zhongwei | Shapotou District | 宁夏中卫常乐香山风电场一期 (国家电投) | Ningxia Zhongwei Xiangshan (State Power Investment) wind farm | RP1 | 风电 | Onshore | 49.5 | operating | 2023 | China Power Investment Corporation Ningxia Qingtongxia Energy Aluminium Group Co Ltd [100%] |  | 37.2025 | 105.2983 | L100000903739 | G100000922982 | https://www.gem.wiki/Ningxia_Zhongwei_Xiangshan_(State_Power_Investment)_wind_farm | Global Wind Power Tracker - February 2026 |  | 不适用 | 运行参数继承参考Generators_data.csv的风电/光伏设定
2747 | NX | 4 | 宁夏 | Zhongwei | Shapotou District | 宁夏中卫香山风电场二期 (国家电投) | Ningxia Zhongwei Xiangshan (State Power Investment) wind farm | RP2 | 风电 | Onshore | 49.5 | operating | 2023 |  | China Power Investment Corporation Ningxia Energy and Aluminium Group Zhongwei New Energy | 37.1368 | 105.3339 | L100000903739 | G100000922983 | https://www.gem.wiki/Ningxia_Zhongwei_Xiangshan_(State_Power_Investment)_wind_farm | Global Wind Power Tracker - February 2026 |  | 不适用 | 运行参数继承参考Generators_data.csv的风电/光伏设定
2748 | NX | 4 | 宁夏 | Zhongwei | Shapotou District | 宁夏中卫香山风电场三期 (国家电投) | Ningxia Zhongwei Xiangshan (State Power Investment) wind farm | RP3 | 风电 | Onshore | 49.5 | operating | 2023 |  | China Power Investment Corporation Ningxia Energy and Aluminium Group Zhongwei New Energy | 37.1702 | 105.322 | L100000903739 | G100000922984 | https://www.gem.wiki/Ningxia_Zhongwei_Xiangshan_(State_Power_Investment)_wind_farm | Global Wind Power Tracker - February 2026 |  | 不适用 | 运行参数继承参考Generators_data.csv的风电/光伏设定
2749 | NX | 4 | 宁夏 | Zhongwei | Shapotou District | 浙能宁夏中卫香山风电场 | Ningxia Zhongwei Xiangshan (Zhejiang Energy) wind farm | -- | 风电 | Onshore | 120 | operating | 2020 |  | Ningxia Zheneng New Energy | 37.5696 | 105.1514 | L100000903741 | G100000904647 | https://www.gem.wiki/Ningxia_Zhongwei_Xiangshan_(Zhejiang_Energy)_wind_farm | Global Wind Power Tracker - February 2026 |  | 不适用 | 运行参数继承参考Generators_data.csv的风电/光伏设定
2750 | NX | 4 | 宁夏 | Zhongwei | Shapotou District | 国电电力中卫香山韩家圈风电项目 | Ningxia Zhongwei Xiangshan Hanjiazhuan wind farm | -- | 风电 | Onshore | 50 | operating | 2015 | GD POWER Development Co Ltd [100%] | Guodian Power Ningxia New Energy Development | 37.0706 | 105.0875 | L100000904802 | G100000905898 | https://www.gem.wiki/Ningxia_Zhongwei_Xiangshan_Hanjiazhuan_wind_farm | Global Wind Power Tracker - February 2026 |  | 不适用 | 运行参数继承参考Generators_data.csv的风电/光伏设定
2751 | NX | 4 | 宁夏 | Zhongwei | Shapotou District | 国电电力宁夏新能源开发中卫沙坡头香山砖瓦子淌项目49.5MW发电工程 | Ningxia Zhongwei Xiangshan Wind Farm Zhuanwazitang Project | -- | 风电 | Onshore | 50 | operating | 2014 | GD POWER Development Co Ltd [100%] | Guodian Power Ningxia New Energy Development | 37.1698 | 105.2589 | L100000904793 | G100000905889 | https://www.gem.wiki/Ningxia_Zhongwei_Xiangshan_Wind_Farm_Zhuanwazitang_Project | Global Wind Power Tracker - February 2026 |  | 不适用 | 运行参数继承参考Generators_data.csv的风电/光伏设定
2752 | NX | 4 | 宁夏 | Zhongwei | Shapotou District | 宁夏电投中卫迎水桥350MW风光同场(87MW风电+263MW光伏)一期项目, 宁夏电投中卫迎水桥350MW风光同场一期项目 | Ningxia Zhongwei Yingshuiqiao Renewables Complex wind farm | 1 | 风电 | Onshore | 87 | operating | 2025 | Ningguoyun Zhongwei New Energy Co Ltd |  | 37.642 | 105.268 | L100001025810 | G100001030716 | https://www.gem.wiki/Ningxia_Zhongwei_Yingshuiqiao_Renewables_Complex_wind_farm | Global Wind Power Tracker - February 2026 |  | 不适用 | 运行参数继承参考Generators_data.csv的风电/光伏设定
2753 | XJ | 5 | 新疆 | Kashgar Prefecture | Yarkant | 阿尔塔什水电站 | Altash hydroelectric plant | 4 x 175 MW; 2 x 27.5 MW | 水电 | conventional storage | 755 | operating | 2021 |  | Xinjiang Xinhua Yeerqiang River Basin Water Conservancy and Hydropower Development | 38.415 | 77.2468 | L100000600582 | G100000600583 | https://www.gem.wiki/Altash_hydroelectric_plant | Global Hydropower Tracker - March 2026 |  | 不适用 | 按参考表的常规水电设定，Existing_Cap_MWh等于Existing_Cap_MW
2754 | XJ | 5 | 新疆 | Ili AP | Altay City | 阿勒泰华宁水电站 | A’letai Hua’ning hydroelectric plant | 2 x 50 MW | 水电 | conventional storage | 100 | operating | 2017 | Zhejiang Huaning Investment Co Ltd [100%] | Xinjiang Altay Huaning Hydropower Investment and Development | 47.8258 | 88.1292 | L100000600579 | G100000600580 | https://www.gem.wiki/A’letai_Hua’ning_hydroelectric_plant | Global Hydropower Tracker - March 2026 |  | 不适用 | 按参考表的常规水电设定，Existing_Cap_MWh等于Existing_Cap_MW
2755 | XJ | 5 | 新疆 | Kizilsu Kyrgyz AP | Akqi | 别迭里水电站 | Biedieli hydroelectric plant | 8 x 31 MW | 水电 | conventional storage | 248 | operating | 2012 | Huaneng Xinjiang Energy Development Co Ltd [100%] | Tuoshigan River Hydropower Branch of Huaneng Xinjiang Energy Development | 41.0569 | 78.7851 | L100000600621 | G100000600623 | https://www.gem.wiki/Biedieli_hydroelectric_plant | Global Hydropower Tracker - March 2026 |  | 不适用 | 按参考表的常规水电设定，Existing_Cap_MWh等于Existing_Cap_MW
2756 | XJ | 5 | 新疆 | Hotan Prefecture | Hetian | 波波娜水电站 | Bobona hydroelectric plant | 3 x 50 MW | 水电 | conventional storage | 150 | operating | 2011 | Xinjiang Xinhua Hydroelectric Investment Technology Co Ltd [100%] | Xinjiang Xinhua Bobona Hydropower Development | 36.8811 | 79.5649 | L100000600626 | G100000600628 | https://www.gem.wiki/Bobona_hydroelectric_plant | Global Hydropower Tracker - March 2026 |  | 不适用 | 按参考表的常规水电设定，Existing_Cap_MWh等于Existing_Cap_MW
2757 | XJ | 5 | 新疆 | Ili AP | Burqin | 布尔津山口水电站 | Burkin Shankou hydroelectric plant |  | 水电 | conventional storage | 220 | operating | 2015 |  |  | 47.9034 | 87.2042 | L100000600630 | G100000600632 | https://www.gem.wiki/Burkin_Shankou_hydroelectric_plant | Global Hydropower Tracker - March 2026 |  | 不适用 | 按参考表的常规水电设定，Existing_Cap_MWh等于Existing_Cap_MW
2758 | XJ | 5 | 新疆 | Bayingolin AP | Hejing | 察汗乌苏水电站 | Chahan Wusu hydroelectric plant | 3 x 103 MW | 水电 | conventional storage | 309 | operating | 2007 | China Energy Investment Group Xinjiang Energy Co Ltd [100%] | State Energy Group Xinjiang Kaidu River Basin Hydropower Development | 42.3315 | 85.5122 | L100000600639 | G100000600641 | https://www.gem.wiki/Chahan_Wusu_hydroelectric_plant | Global Hydropower Tracker - March 2026 |  | 不适用 | 按参考表的常规水电设定，Existing_Cap_MWh等于Existing_Cap_MW
2759 | XJ | 5 | 新疆 | Ili AP | Burqin | 冲乎尔水電站 | Chonghu'er hydroelectric plant | 4 x 27.5 MW | 水电 | conventional storage | 110 | operating | 2010 | Xinhua Hydropower Co Ltd [100%] | Xinjiang Xinhua Chonghuer Water Conservancy and Hydropower Development | 48.1831 | 87.1516 | L100000600660 | G100000600662 | https://www.gem.wiki/Chonghu'er_hydroelectric_plant | Global Hydropower Tracker - March 2026 |  | 不适用 | 按参考表的常规水电设定，Existing_Cap_MWh等于Existing_Cap_MW
2760 | XJ | 5 | 新疆 | Hotan Prefecture | Hetian City | 达克曲克水电站 | Dakequke hydroelectric plant |  | 水电 | conventional storage | 75 | operating | 2019 | Huadian Xinjiang Power Co Ltd; Xinjiang Investment Development (Group) Co Ltd; Xinjiang Production and Construction Corps 14th Division State-owned Assets Management Co Ltd | Xinjiang Huadian Hotan Hydropower | 36.8988 | 79.5632 | L100000604205 | G100000604332 | https://www.gem.wiki/Dakequke_hydroelectric_plant | Global Hydropower Tracker - March 2026 |  | 不适用 | 按参考表的常规水电设定，Existing_Cap_MWh等于Existing_Cap_MW
2761 | XJ | 5 | 新疆 | Bayingolin AP | Hejing | 大山口水电站 | Dashankou hydroelectric plant | 4 x 20 MW | 水电 | conventional storage | 80 | operating | 1991 | Xinjiang Xinneng Development Co Ltd [100%] | Xinjiang Xinneng Development CO LTD Xinneng Dashankou Hydropower Plant | 42.2463 | 85.705 | L100000600693 | G100000600695 | https://www.gem.wiki/Dashankou_hydroelectric_plant | Global Hydropower Tracker - March 2026 |  | 不适用 | 按参考表的常规水电设定，Existing_Cap_MWh等于Existing_Cap_MW
2762 | XJ | 5 | 新疆 | Bayingolin AP | Hejing | 大山口二级电站 | Dashankou Stage 2 hydroelectric plant | 3 x 16.5 MW | 水电 | run-of-river | 50 | operating | 2013 | Xinjiang Xinneng Group Co Ltd |  | 42.2397 | 85.7532 | L100001045450 | G100001051156 | https://www.gem.wiki/Dashankou_Stage_2_hydroelectric_plant | Global Hydropower Tracker - March 2026 |  | 不适用 | 按参考表的常规水电设定，Existing_Cap_MWh等于Existing_Cap_MW
2763 | XJ | 5 | 新疆 | Changji AP | Fukang City | 阜康抽水蓄能电站 | Fukang hydroelectric plant | 4 x 300 MW | 水电 | pumped storage | 1200 | operating | 2024 | Power Construction Corporation of China Ltd [100%] | Xinjiang Fukang Pumped Storage | 44.0196 | 88.0677 | L100000600747 | G100000600751 | https://www.gem.wiki/Fukang_hydroelectric_plant | Global Hydropower Tracker - March 2026 |  | 不适用 | 按参考表设定充放电效率0.8；储能时长假设为8小时
2764 | XJ | 5 | 新疆 | Ili AP | Fuyun | 哈德布特水电站 | Hadebute hydroelectric plant | 4 x 50 MW | 水电 | run-of-river | 200 | operating | 2019 | Sichuan Guangan AAA Public Co Ltd [100%] | Xinjiang Fuyun Aizhong Energy Development | 46.7505 | 89.2188 | L100000600802 | G100000600806 | https://www.gem.wiki/Hadebute_hydroelectric_plant | Global Hydropower Tracker - March 2026 |  | 不适用 | 按参考表的常规水电设定，Existing_Cap_MWh等于Existing_Cap_MW
2765 | XJ | 5 | 新疆 | Ili AP | Tekes | 库克苏河哈拉军水电站 | Halajun hydroelectric plant |  | 水电 | run-of-river | 38 | operating | 2015 | Xinjiang Ili Tekes River Hydropower Development Co Ltd |  | 43.1522 | 81.8982 | L100001063062 | G100001072419 | https://www.gem.wiki/Halajun_hydroelectric_plant | Global Hydropower Tracker - March 2026 |  | 不适用 | 按参考表的常规水电设定，Existing_Cap_MWh等于Existing_Cap_MW
2766 | XJ | 5 | 新疆 | Karamay | Duzishan District | 将军庙水利枢纽 | Jiangjunmiao hydroelectric plant | 4 | 水电 | conventional storage | 45 | operating | 2025 | Xinjiang Jineng Hydropower Energy Development Co Ltd |  | 44.4711 | 84.7776 | L100001062258 | G100001071492 | https://www.gem.wiki/Jiangjunmiao_hydroelectric_plant | Global Hydropower Tracker - March 2026 |  | 不适用 | 按参考表的常规水电设定，Existing_Cap_MWh等于Existing_Cap_MW
2767 | XJ | 5 | 新疆 | Ili AP | Habahe | 吉勒布拉克水电站 | Jilebulake hydroelectric plant | 2 x 30 MW; 2 x 50 MW | 水电 | run-of-river | 160 | operating | 2014 |  | Xinjiang Xinhua Jilebulake Hydropower Development | 48.2619 | 86.4008 | L100000600874 | G100000600880 | https://www.gem.wiki/Jilebulake_hydroelectric_plant | Global Hydropower Tracker - March 2026 |  | 不适用 | 按参考表的常规水电设定，Existing_Cap_MWh等于Existing_Cap_MW
2768 | XJ | 5 | 新疆 | Ili AP | Nilka | 吉林台一级水电站 | Jilintai I hydroelectric plant | 4 x 115 MW | 水电 | conventional storage | 460 | operating | 2006 | China Energy Investment Group Xinjiang Energy Co Ltd [100%] | Guodian Sinkiang Jilintai Hydro Power Development | 43.8627 | 82.8415 | L100000600875 | G100000600881 | https://www.gem.wiki/Jilintai_I_hydroelectric_plant | Global Hydropower Tracker - March 2026 |  | 不适用 | 按参考表的常规水电设定，Existing_Cap_MWh等于Existing_Cap_MW
2769 | XJ | 5 | 新疆 | Ili AP | Nilka | 吉林台二级水电站 | Jilintai Stage 2 hydroelectric plant | 2 x 25 MW | 水电 | run-of-river | 50 | operating | 2009 | Guodian Xinjiang Aibi Lake Basin Development Co Ltd |  | 43.8316 | 82.7772 | L100001045440 | G100001051144 | https://www.gem.wiki/Jilintai_Stage_2_hydroelectric_plant | Global Hydropower Tracker - March 2026 |  | 不适用 | 按参考表的常规水电设定，Existing_Cap_MWh等于Existing_Cap_MW
2770 | XJ | 5 | 新疆 | Ili AP | Fuhai | 喀腊塑克水电站 | Kalasuke hydroelectric plant | 4 x 35 MW | 水电 | conventional storage | 140 | operating | 2008 | Xinjiang The Construction and Investment Co Ltd [100%] |  | 47.1403 | 88.8856 | L100000600911 | G100000600918 | https://www.gem.wiki/Kalasuke_hydroelectric_plant | Global Hydropower Tracker - March 2026 |  | 不适用 | 按参考表的常规水电设定，Existing_Cap_MWh等于Existing_Cap_MW
2771 | XJ | 5 | 新疆 | Ili AP | Altay City | 柯赛依水电站 | Kesaiyi hydroelectric plant |  | 水电 | conventional storage | 100 | operating | 2017 | Zhejiang Huaning Investment Co Ltd [100%] | Xinjiang Altay Huaning Hydropower Investment and Development | 47.8258 | 88.1292 | L100000600914 | G100000600921 | https://www.gem.wiki/Kesaiyi_hydroelectric_plant | Global Hydropower Tracker - March 2026 |  | 不适用 | 按参考表的常规水电设定，Existing_Cap_MWh等于Existing_Cap_MW
2772 | XJ | 5 | 新疆 | Aksu Prefecture | Baicheng | 克孜尔水电站 | Kizil hydroelectric plant |  | 水电 | conventional storage | 34 | operating | 1993 |  |  | 41.745 | 82.4456 | L100001063060 | G100001072418 | https://www.gem.wiki/Kizil_hydroelectric_plant | Global Hydropower Tracker - March 2026 |  | 不适用 | 按参考表的常规水电设定，Existing_Cap_MWh等于Existing_Cap_MW
2773 | XJ | 5 | 新疆 | Ili AP | Fuyun | 可可托海水电站 | Koktokay hydroelectric plant |  | 水电 | conventional storage | 65 | operating | 1976 | Xinjiang Non-ferrous Metal Industry Group Rare Metal Co Ltd [100%] |  | 47.1556 | 89.6985 | L100000600916 | G100000600923 | https://www.gem.wiki/Koktokay_hydroelectric_plant | Global Hydropower Tracker - March 2026 |  | 不适用 | 按参考表的常规水电设定，Existing_Cap_MWh等于Existing_Cap_MW
2774 | XJ | 5 | 新疆 | Ili AP | Tekes | 库什塔依水电站 | Kushitayi hydroelectric plant | 2 x 35 MW; 2 x 15 MW | 水电 | conventional storage | 100 | operating | 2012 | China Power Investment Xinjiang Energy and Chemical Industry Co Ltd [100%] | Kukesu River Hydropower Development CO LTD Yili Xinjiang | 43.1125 | 81.8936 | L100000600917 | G100000600924 | https://www.gem.wiki/Kushitayi_hydroelectric_plant | Global Hydropower Tracker - March 2026 |  | 不适用 | 按参考表的常规水电设定，Existing_Cap_MWh等于Existing_Cap_MW
2775 | XJ | 5 | 新疆 | Bayingolin AP | Hejing | 柳树沟水电站 | Liushugou hydroelectric plant | 2 x 90 MW | 水电 | run-of-river | 180 | operating | 2013 | China Energy Investment Group Xinjiang Energy Co Ltd [100%] | State Energy Group Xinjiang Kaidu River Basin Hydropower Development | 42.3221 | 86.3829 | L100000600962 | G100000600971 | https://www.gem.wiki/Liushugou_hydroelectric_plant | Global Hydropower Tracker - March 2026 |  | 不适用 | 按参考表的常规水电设定，Existing_Cap_MWh等于Existing_Cap_MW
2776 | XJ | 5 | 新疆 | Changji AP | Manas | 玛纳斯河一级水电站 | Manas River Stage 1 hydroelectric plant | 2 x 16 MW; 2 x 9 MW | 水电 | run-of-river | 50 | operating | 2006 |  |  | 43.5801 | 85.5701 | L100001022978 | G100001027183 | https://www.gem.wiki/Manas_River_Stage_1_hydroelectric_plant | Global Hydropower Tracker - March 2026 |  | 不适用 | 按参考表的常规水电设定，Existing_Cap_MWh等于Existing_Cap_MW
2777 | XJ | 5 | 新疆 | Ili AP | Nilka | 尼勒克一级水电站 | Nileke I hydroelectric plant | 4 x 55 MW | 水电 | run-of-river | 220 | operating | 2013 | China Energy Investment Group Xinjiang Energy Co Ltd [100%] | Guodian Sinkiang Jilintai Hydro Power Development | 43.8311 | 82.4242 | L100000601043 | G100000601053 | https://www.gem.wiki/Nileke_I_hydroelectric_plant | Global Hydropower Tracker - March 2026 |  | 不适用 | 按参考表的常规水电设定，Existing_Cap_MWh等于Existing_Cap_MW
2778 | XJ | 5 | 新疆 | Ili AP | Gongliu | 恰甫其海水电站 | Qiafuqihai hydroelectric plant | 4 x 80 MW | 水电 | conventional storage | 320 | operating | 2005 | Xinjiang Yili River Development Construction Administration [100%] |  | 43.3062 | 82.4863 | L100000601079 | G100000601090 | https://www.gem.wiki/Qiafuqihai_hydroelectric_plant | Global Hydropower Tracker - March 2026 |  | 不适用 | 按参考表的常规水电设定，Existing_Cap_MWh等于Existing_Cap_MW
2779 | XJ | 5 | 新疆 | Kashgar Prefecture | Yarkant | 恰木萨水电站 | Qiamusa hydroelectric plant | 4 x 50 MW; 2 x 1.5 MW | 水电 | run-of-river | 203 | operating | 2019 | Xinjiang Xinhua Hydroelectric Investment Technology Co Ltd [100%] | Xinjiang Xinhua Qiamusa Hydropower Development | 37.985 | 76.8646 | L100000601080 | G100000601091 | https://www.gem.wiki/Qiamusa_hydroelectric_plant | Global Hydropower Tracker - March 2026 |  | 不适用 | 按参考表的常规水电设定，Existing_Cap_MWh等于Existing_Cap_MW
2780 | XJ | 5 | 新疆 | Kashgar Prefecture | Taxkorgan | 齐热哈塔尔水电站 | Qirehazier hydroelectric plant | 3 x 70 MW | 水电 | conventional storage | 210 | operating | 2016 | Xinjiang Xinhua Hydroelectric Investment Technology Co Ltd [100%] | Xinhua Kashgar Qirehatar Hydropower Development | 37.9324 | 75.7242 | L100000601098 | G100000601110 | https://www.gem.wiki/Qirehazier_hydroelectric_plant | Global Hydropower Tracker - March 2026 |  | 不适用 | 按参考表的常规水电设定，Existing_Cap_MWh等于Existing_Cap_MW
2781 | XJ | 5 | 新疆 | Ili AP | Nilka | 萨里克特水电站 | Salikete hydroelectric plant | 2 x 30 MW; 2 x 10 MW | 水电 | conventional storage | 80 | operating | 2012 | China Energy Group Xinjiang Energy Co Ltd [100%] | Guodian Sinkiang Jilintai Hydro Power Development | 43.7201 | 83.8617 | L100000601109 | G100000601122 | https://www.gem.wiki/Salikete_hydroelectric_plant | Global Hydropower Tracker - March 2026 |  | 不适用 | 按参考表的常规水电设定，Existing_Cap_MWh等于Existing_Cap_MW
2782 | XJ | 5 | 新疆 | Ili AP | Altay City | 沙尔布拉克水电站 | Sha'erbulake hydroelectric plant | 3 | 水电 | conventional storage | 50 | operating | 2013 | Huadian Xianjiang Power Generation Co Ltd [100%] | Xinjiang Huadian Shaerbulake Hydropower CO LTD | 47.343 | 89.0473 | L100001045454 | G100001051160 | https://www.gem.wiki/Sha'erbulake_hydroelectric_plant | Global Hydropower Tracker - March 2026 |  | 不适用 | 按参考表的常规水电设定，Existing_Cap_MWh等于Existing_Cap_MW
2783 | XJ | 5 | 新疆 | Ili AP | Xinyuan | 山口水电站 | Shankou hydroelectric plant | 3 x 47 MW | 水电 | conventional storage | 141 | operating | 2009 | Xinjiang Yili River Development Construction Administration [100%] |  | 43.3948 | 82.4885 | L100000601121 | G100000601134 | https://www.gem.wiki/Shankou_hydroelectric_plant | Global Hydropower Tracker - March 2026 |  | 不适用 | 按参考表的常规水电设定，Existing_Cap_MWh等于Existing_Cap_MW
2784 | XJ | 5 | 新疆 | Ili AP | Zhaosu | 斯木塔斯水电站 | Simutasi hydroelectric plant | 2 x 15 MW; 2 x 40 MW | 水电 | conventional storage | 110 | operating | 2012 | China Gezhouba Group Mechanical & Electrical Construction Co Ltd [100%] | Gezhouba Yili Hydropower Development | 42.7675 | 81.0622 | L100000601166 | G100000601180 | https://www.gem.wiki/Simutasi_hydroelectric_plant | Global Hydropower Tracker - March 2026 |  | 不适用 | 按参考表的常规水电设定，Existing_Cap_MWh等于Existing_Cap_MW
2785 | XJ | 5 | 新疆 | Aksu Prefecture | Wensu | 塔尕克一级水电站 | Tagake hydroelectric plant | 2 x 24.5 MW | 水电 | run-of-river | 50 | operating | 2008 | Xinjiang Xinhua Hydroelectric Investment Technology Co Ltd |  | 41.5336 | 79.8089 | L100001045456 | G100001051161 | https://www.gem.wiki/Tagake_hydroelectric_plant | Global Hydropower Tracker - March 2026 |  | 不适用 | 按参考表的常规水电设定，Existing_Cap_MWh等于Existing_Cap_MW
2786 | XJ | 5 | 新疆 | Ili AP | Xinyuan | 塔勒德萨依水电站 | Taleidesai hydroelectric plant | 2 x 30 MW; 2 x 10 MW | 水电 | unknown | 80 | operating | 2016 | China Energy Group Xinjiang Energy Co Ltd [100%] | Guodian Sinkiang Jilintai Hydro Power Development | 43.4205 | 83.0633 | L100000601190 | G100000601204 | https://www.gem.wiki/Taleidesai_hydroelectric_plant | Global Hydropower Tracker - March 2026 |  | 不适用 | 按参考表的常规水电设定，Existing_Cap_MWh等于Existing_Cap_MW
2787 | XJ | 5 | 新疆 | Kizilsu Kyrgyz AP | Wuqia | 塔日勒嘎水电站 | Tarileiga hydroelectric plant | 4 | 水电 | conventional storage | 50 | operating | 2014 |  | Kezhou Xinlong Energy Development | 39.6629 | 74.7625 | L100001045457 | G100001051164 | https://www.gem.wiki/Tarileiga_hydroelectric_plant | Global Hydropower Tracker - March 2026 |  | 不适用 | 按参考表的常规水电设定，Existing_Cap_MWh等于Existing_Cap_MW
2788 | XJ | 5 | 新疆 | Bayingolin AP | Korla City | 铁门关水电站 | Tiemenguan hydroelectric plant |  | 水电 | conventional and run-of-river | 43 | operating | 1966 | State Grid Xinjiang Electric Power Bayingolin Power Supply Co Ltd |  | 41.8138 | 86.2042 | L100001063064 | G100001072430 | https://www.gem.wiki/Tiemenguan_hydroelectric_plant | Global Hydropower Tracker - March 2026 |  | 不适用 | 按参考表的常规水电设定，Existing_Cap_MWh等于Existing_Cap_MW
2789 | XJ | 5 | 新疆 | Ili AP | Yining | 温泉水电站 | Wenquan hydroelectric plant | 3 x 45 MW | 水电 | conventional storage | 135 | operating | 2011 | China Energy Investment Group Xinjiang Energy Co Ltd [100%] | Guodian Sinkiang Jilintai Hydro Power Development | 43.7833 | 81.9167 | L100000601238 | G100000601254 | https://www.gem.wiki/Wenquan_hydroelectric_plant | Global Hydropower Tracker - March 2026 |  | 不适用 | 按参考表的常规水电设定，Existing_Cap_MWh等于Existing_Cap_MW
2790 | XJ | 5 | 新疆 | Hotan Prefecture | Hetian | 乌鲁瓦提水利枢纽 | Wuluwati Dam hydroelectric plant |  | 水电 | conventional storage | 60 | operating | 2001 |  | Urumqi Water Conservancy Hub Management Bureau of Xinjiang Uygur Autonomous Region | 36.8252 | 79.4507 | L100001023001 | G100001027206 | https://www.gem.wiki/Wuluwati_Dam_hydroelectric_plant | Global Hydropower Tracker - March 2026 |  | 不适用 | 按参考表的常规水电设定，Existing_Cap_MWh等于Existing_Cap_MW
2791 | XJ | 5 | 新疆 | Kashgar Prefecture | Taxkorgan | 下坂地水电站 | Xiabandi hydroelectric plant | 3 x 51.55 MW | 水电 | conventional storage | 150 | operating | 2010 |  |  | 37.8385 | 75.5727 | L100000601257 | G100000601273 | https://www.gem.wiki/Xiabandi_hydroelectric_plant | Global Hydropower Tracker - March 2026 |  | 不适用 | 按参考表的常规水电设定，Existing_Cap_MWh等于Existing_Cap_MW
2792 | XJ | 5 | 新疆 | Bayingolin AP | Hejing | 小山口水电站 | Xiaoshankou hydroelectric plant | 3 x 16.5 MW | 水电 | conventional storage | 50 | operating | 2012 | Xinjiang Bazhou Xinhua Hydropower Development CO LTD |  | 42.2142 | 85.8126 | L100001045451 | G100001051157 | https://www.gem.wiki/Xiaoshankou_hydroelectric_plant | Global Hydropower Tracker - March 2026 |  | 不适用 | 按参考表的常规水电设定，Existing_Cap_MWh等于Existing_Cap_MW
2793 | XJ | 5 | 新疆 | Bayingolin AP | Hejing | 小山口二级水电站 | Xiaoshankou Stage 2 hydroelectric plant | 3 x 16.5 MW | 水电 | run-of-river | 50 | operating | 2013 | Xinjiang Bazhou Xinhua Hydropower Development CO LTD |  | 42.2071 | 85.904 | L100001045452 | G100001051158 | https://www.gem.wiki/Xiaoshankou_Stage_2_hydroelectric_plant | Global Hydropower Tracker - March 2026 |  | 不适用 | 按参考表的常规水电设定，Existing_Cap_MWh等于Existing_Cap_MW
2794 | XJ | 5 | 新疆 | Bayingolin AP | Hejing | 小山口三级水电站 | Xiaoshankou Stage 3 hydroelectric plant | 3 x 16.5 MW | 水电 | run-of-river | 50 | operating | 2015 | Xinjiang Bazhou Xinhua Hydropower Development CO LTD |  | 42.2228 | 85.9544 | L100001045453 | G100001051159 | https://www.gem.wiki/Xiaoshankou_Stage_3_hydroelectric_plant | Global Hydropower Tracker - March 2026 |  | 不适用 | 按参考表的常规水电设定，Existing_Cap_MWh等于Existing_Cap_MW
2795 | XJ | 5 | 新疆 | Aksu Prefecture | Onsu | 小石峡水电站 | Xiaoshixia hydroelectric plant | 5 x 27.5 MW | 水电 | conventional storage | 138 | operating | 2012 | China Energy Investment Group Xinjiang Energy Co Ltd [100%] | Guodian Aksu River Basin Hydropower Development | 41.2737 | 80.2095 | L100000601277 | G100000601293 | https://www.gem.wiki/Xiaoshixia_hydroelectric_plant | Global Hydropower Tracker - March 2026 |  | 不适用 | 按参考表的常规水电设定，Existing_Cap_MWh等于Existing_Cap_MW
2796 | XJ | 5 | 新疆 | Aksu Prefecture | Wensu | 塔尕克一级水电站, 吐木秀克水电站 | Xinjiang Aksu Tumuxiuke hydroelectric plant | 2 x 24 MW | 水电 | run-of-river | 48 | operating | 2009 | Xinjiang Xinhua Hydroelectric Investment Technology Co Ltd | Guodian Aksu River Basin Hydropower Development | 41.5292 | 79.8089 | L100001023002 | G100001027207 | https://www.gem.wiki/Xinjiang_Aksu_Tumuxiuke_hydroelectric_plant | Global Hydropower Tracker - March 2026 |  | 不适用 | 按参考表的常规水电设定，Existing_Cap_MWh等于Existing_Cap_MW
2797 | XJ | 5 | 新疆 | Kizilsu Kyrgyz AP | Akto | 新疆布仑口—公格尔水电站 | Xinjiang Bulunkou - Kongur hydroelectric plant | 3 | 水电 | conventional storage | 200 | operating | 2014 | Guangxi Rural Investment Group Power Generation Co Ltd [100%] | Guangxi Water Conservancy and Electricity Group Xinjiang Kezhou Hydropower Generation | 38.6622 | 74.9507 | L100000601301 | G100000601317 | https://www.gem.wiki/Xinjiang_Bulunkou_-_Kongur_hydroelectric_plant | Global Hydropower Tracker - March 2026 |  | 不适用 | 按参考表的常规水电设定，Existing_Cap_MWh等于Existing_Cap_MW
2798 | XJ | 5 | 新疆 | Ili AP | Yining | 雅玛渡水电站 | Yamadu hydroelectric plant | 3 x 44 MW | 水电 | conventional storage | 132 | operating | 2011 |  |  | 43.9773 | 81.5275 | L100000601322 | G100000601339 | https://www.gem.wiki/Yamadu_hydroelectric_plant | Global Hydropower Tracker - March 2026 |  | 不适用 | 按参考表的常规水电设定，Existing_Cap_MWh等于Existing_Cap_MW
2799 | XJ | 5 | 新疆 | Ili AP | Yining | 托海水电站 | Yili Tuohai hydroelectric plant | 4 x 12.5 MW | 水电 | run-of-river | 50 | operating | 1988 | Xinjiang New Energy Development Co Ltd |  | 43.8132 | 81.9241 | L100001045458 | G100001051165 | https://www.gem.wiki/Yili_Tuohai_hydroelectric_plant | Global Hydropower Tracker - March 2026 |  | 不适用 | 按参考表的常规水电设定，Existing_Cap_MWh等于Existing_Cap_MW
2800 | XJ | 5 | 新疆 | Kashgar Prefecture | Yarkant | 錾高水电站 | Zangao hydroelectric plant | 4 x 45 MW | 水电 | conventional storage | 180 | operating | 2023 | Xinjiang Xinhua Hydroelectric Investment Technology Co Ltd [100%] | Xinjiang Xinhua Chigao Hydropower Development | 38.415 | 77.2468 | L100000601365 | G100000604978 | https://www.gem.wiki/Zangao_hydroelectric_plant | Global Hydropower Tracker - March 2026 |  | 不适用 | 按参考表的常规水电设定，Existing_Cap_MWh等于Existing_Cap_MW
2801 | XJ | 5 | 新疆 | Aksu | Aksu | 浙能新疆阿克苏纺织工业城热电厂 | Aksu Cogen power station | Unit 1 | 煤电 | supercritical | 350 | operating | 2016 | Zheneng Aksu Thermal Power Co Ltd [100%] | Zhejiang Zheneng Electric Power Co Ltd [100.0%] | 41.1542 | 80.3997 | L100000101596 | G100000100098 | https://www.gem.wiki/Aksu_Cogen_power_station | Global Coal Plant Tracker - January 2026 | yes | GEM Heat rate (Btu/kWh) ÷ 1000 | 热耗率来自GEM；其余运行参数继承参考Generators_data.csv的煤电设定
2802 | XJ | 5 | 新疆 | Aksu | Aksu | 浙能新疆阿克苏纺织工业城热电厂 | Aksu Cogen power station | Unit 2 | 煤电 | supercritical | 350 | operating | 2017 | Zheneng Aksu Thermal Power Co Ltd [100%] | Zhejiang Zheneng Electric Power Co Ltd [100.0%] | 41.1542 | 80.3997 | L100000101596 | G100000100099 | https://www.gem.wiki/Aksu_Cogen_power_station | Global Coal Plant Tracker - January 2026 | yes | GEM Heat rate (Btu/kWh) ÷ 1000 | 热耗率来自GEM；其余运行参数继承参考Generators_data.csv的煤电设定
2803 | XJ | 5 | 新疆 | Aksu | Aksu | 徐矿集团新疆阿克苏电厂 | Aksu Xuzhou cogen power station | Unit 1 | 煤电 | subcritical | 200 | operating | 2011 | Xinjiang Aksu Thermal Power Co Ltd [100%] | Jiangsu Xukuang Energy Co Ltd [100.0%] | 41.0788 | 80.1695 | L100000101597 | G100000100108 | https://www.gem.wiki/Aksu_Xuzhou_cogen_power_station | Global Coal Plant Tracker - January 2026 | yes | GEM Heat rate (Btu/kWh) ÷ 1000 | 热耗率来自GEM；其余运行参数继承参考Generators_data.csv的煤电设定
2804 | XJ | 5 | 新疆 | Aksu | Aksu | 徐矿集团新疆阿克苏电厂 | Aksu Xuzhou cogen power station | Unit 2 | 煤电 | subcritical | 200 | operating | 2011 | Xinjiang Aksu Thermal Power Co Ltd [100%] | Jiangsu Xukuang Energy Co Ltd [100.0%] | 41.0788 | 80.1695 | L100000101597 | G100000100109 | https://www.gem.wiki/Aksu_Xuzhou_cogen_power_station | Global Coal Plant Tracker - January 2026 | yes | GEM Heat rate (Btu/kWh) ÷ 1000 | 热耗率来自GEM；其余运行参数继承参考Generators_data.csv的煤电设定
2805 | XJ | 5 | 新疆 |  | Aral | 新疆阿拉尔市新沪热电 | Aral Xinhu Cogen power station | Phase I Unit 1 | 煤电 | unknown | 50 | operating | 2008 | Xinjiang Alal Xinhu Thermal Power Co Ltd [100%] | Alar Tongzhong State-owned Capital Investment Operation (Group) Co Ltd [48.2%]; Xinjiang Production and Construction Corps Electric Power Group Co Ltd [33.3%]; Alar Xinxin State Owned Capital Investment and Operation (Group) Co Ltd [18.5%] | 40.5894 | 81.1954 | L100000101598 | G100000113080 | https://www.gem.wiki/Aral_Xinhu_Cogen_power_station | Global Coal Plant Tracker - January 2026 | yes | GEM Heat rate (Btu/kWh) ÷ 1000 | 热耗率来自GEM；其余运行参数继承参考Generators_data.csv的煤电设定
2806 | XJ | 5 | 新疆 |  | Aral | 新疆阿拉尔市新沪热电 | Aral Xinhu Cogen power station | Phase I Unit 2 | 煤电 | unknown | 50 | operating | 2008 | Xinjiang Alal Xinhu Thermal Power Co Ltd [100%] | Alar Tongzhong State-owned Capital Investment Operation (Group) Co Ltd [48.2%]; Xinjiang Production and Construction Corps Electric Power Group Co Ltd [33.3%]; Alar Xinxin State Owned Capital Investment and Operation (Group) Co Ltd [18.5%] | 40.5894 | 81.1954 | L100000101598 | G100000100305 | https://www.gem.wiki/Aral_Xinhu_Cogen_power_station | Global Coal Plant Tracker - January 2026 | yes | GEM Heat rate (Btu/kWh) ÷ 1000 | 热耗率来自GEM；其余运行参数继承参考Generators_data.csv的煤电设定
2807 | XJ | 5 | 新疆 |  | Aral | 新疆阿拉尔市新沪热电 | Aral Xinhu Cogen power station | Phase II Unit 3 | 煤电 | supercritical | 350 | operating | 2014 | Xinjiang Alal Xinhu Thermal Power Co Ltd [100%] | Alar Tongzhong State-owned Capital Investment Operation (Group) Co Ltd [48.2%]; Xinjiang Production and Construction Corps Electric Power Group Co Ltd [33.3%]; Alar Xinxin State Owned Capital Investment and Operation (Group) Co Ltd [18.5%] | 40.5894 | 81.1954 | L100000101598 | G100000111161 | https://www.gem.wiki/Aral_Xinhu_Cogen_power_station | Global Coal Plant Tracker - January 2026 | yes | GEM Heat rate (Btu/kWh) ÷ 1000 | 热耗率来自GEM；其余运行参数继承参考Generators_data.csv的煤电设定
2808 | XJ | 5 | 新疆 |  | Aral | 新疆阿拉尔市新沪热电 | Aral Xinhu Cogen power station | Phase II Unit 4 | 煤电 | supercritical | 350 | operating | 2014 | Xinjiang Alal Xinhu Thermal Power Co Ltd [100%] | Alar Tongzhong State-owned Capital Investment Operation (Group) Co Ltd [48.2%]; Xinjiang Production and Construction Corps Electric Power Group Co Ltd [33.3%]; Alar Xinxin State Owned Capital Investment and Operation (Group) Co Ltd [18.5%] | 40.5894 | 81.1954 | L100000101598 | G100000111162 | https://www.gem.wiki/Aral_Xinhu_Cogen_power_station | Global Coal Plant Tracker - January 2026 | yes | GEM Heat rate (Btu/kWh) ÷ 1000 | 热耗率来自GEM；其余运行参数继承参考Generators_data.csv的煤电设定
2809 | XJ | 5 | 新疆 | Altay/Ili | Beitun | 新疆农十师北屯热电厂 | Beitun Cogen power station | Phase I Unit 1 | 煤电 | subcritical | 135 | operating | 2016 | Xinjiang Tunfu Thermal Power Co Ltd [100%] | Xinjiang Production & Construction Corps Tenth Agricultural Division State-Owned Assets Ma [87.5%]; Agricultural Development Bank of China [12.5%] | 47.2898 | 87.7297 | L100000101603 | G100000103269 | https://www.gem.wiki/Beitun_Cogen_power_station | Global Coal Plant Tracker - January 2026 | yes | GEM Heat rate (Btu/kWh) ÷ 1000 | 热耗率来自GEM；其余运行参数继承参考Generators_data.csv的煤电设定
2810 | XJ | 5 | 新疆 | Altay/Ili | Beitun | 新疆农十师北屯热电厂 | Beitun Cogen power station | Phase I Unit 2 | 煤电 | subcritical | 135 | operating | 2016 | Xinjiang Tunfu Thermal Power Co Ltd [100%] | Xinjiang Production & Construction Corps Tenth Agricultural Division State-Owned Assets Ma [87.5%]; Agricultural Development Bank of China [12.5%] | 47.2898 | 87.7297 | L100000101603 | G100000103270 | https://www.gem.wiki/Beitun_Cogen_power_station | Global Coal Plant Tracker - January 2026 | yes | GEM Heat rate (Btu/kWh) ÷ 1000 | 热耗率来自GEM；其余运行参数继承参考Generators_data.csv的煤电设定
2811 | XJ | 5 | 新疆 | Börtala | Bole | 湖北能源新疆楚星能源博乐五星热电联产项目 | Bole Cogen power station | Unit 1 | 煤电 | supercritical | 150 | operating | 2017 | Xinjiang Chuxing Energy Development Co Ltd [100%] | Hubei Energy Group Co Ltd [70.0%]; Xinjiang Aibihu Agricultural and Industrial Corp [30.0%] | 44.8617 | 82.1179 | L100000101604 | G100000101001 | https://www.gem.wiki/Bole_Cogen_power_station | Global Coal Plant Tracker - January 2026 | yes | GEM Heat rate (Btu/kWh) ÷ 1000 | 热耗率来自GEM；其余运行参数继承参考Generators_data.csv的煤电设定
2812 | XJ | 5 | 新疆 | Börtala | Bole | 湖北能源新疆楚星能源博乐五星热电联产项目 | Bole Cogen power station | Unit 2 | 煤电 | supercritical | 150 | operating | 2016 | Xinjiang Chuxing Energy Development Co Ltd [100%] | Hubei Energy Group Co Ltd [70.0%]; Xinjiang Aibihu Agricultural and Industrial Corp [30.0%] | 44.8617 | 82.1179 | L100000101604 | G100000101002 | https://www.gem.wiki/Bole_Cogen_power_station | Global Coal Plant Tracker - January 2026 | yes | GEM Heat rate (Btu/kWh) ÷ 1000 | 热耗率来自GEM；其余运行参数继承参考Generators_data.csv的煤电设定
2813 | XJ | 5 | 新疆 | Changji | Fukang | 华能阜康热电 | Changji Fukang power station | Phase I Unit 1 | 煤电 | subcritical | 135 | operating | 2010 | Xinjiang Tianchi Thermal Power Co Ltd [100%] | China Huadian Corp Ltd [100.0%] | 44.1419 | 88.0164 | L100000101606 | G100000101329 | https://www.gem.wiki/Changji_Fukang_power_station | Global Coal Plant Tracker - January 2026 | yes | GEM Heat rate (Btu/kWh) ÷ 1000 | 热耗率来自GEM；其余运行参数继承参考Generators_data.csv的煤电设定
2814 | XJ | 5 | 新疆 | Changji | Fukang | 华能阜康热电 | Changji Fukang power station | Phase I Unit 2 | 煤电 | subcritical | 135 | operating | 2011 | Xinjiang Tianchi Thermal Power Co Ltd [100%] | China Huadian Corp Ltd [100.0%] | 44.1419 | 88.0164 | L100000101606 | G100000101330 | https://www.gem.wiki/Changji_Fukang_power_station | Global Coal Plant Tracker - January 2026 | yes | GEM Heat rate (Btu/kWh) ÷ 1000 | 热耗率来自GEM；其余运行参数继承参考Generators_data.csv的煤电设定
2815 | XJ | 5 | 新疆 | Ili | Yingye'r Town | 四川科伦药业伊犁川宁生物技术公司自备电厂 | Chuanning Biotechnology captive power station | Unit 1 | 煤电 | unknown | 135 | operating | 2014 | Yili Chuanning Biotechnology Co Ltd [100%] | Yili Chuanning Biotechnology Co Ltd [100.0%] | 43.9361 | 81.1606 | L100000104473 | G100000113945 | https://www.gem.wiki/Chuanning_Biotechnology_captive_power_station | Global Coal Plant Tracker - January 2026 | yes | GEM Heat rate (Btu/kWh) ÷ 1000 | 热耗率来自GEM；其余运行参数继承参考Generators_data.csv的煤电设定
2816 | XJ | 5 | 新疆 | Ili | Yingye'r Town | 四川科伦药业伊犁川宁生物技术公司自备电厂 | Chuanning Biotechnology captive power station | Unit 2 | 煤电 | unknown | 135 | operating | 2014 | Yili Chuanning Biotechnology Co Ltd [100%] | Yili Chuanning Biotechnology Co Ltd [100.0%] | 43.9361 | 81.1606 | L100000104473 | G100000113946 | https://www.gem.wiki/Chuanning_Biotechnology_captive_power_station | Global Coal Plant Tracker - January 2026 | yes | GEM Heat rate (Btu/kWh) ÷ 1000 | 热耗率来自GEM；其余运行参数继承参考Generators_data.csv的煤电设定
2817 | XJ | 5 | 新疆 | Ili | Yingye'r Town | 四川科伦药业伊犁川宁生物技术公司自备电厂 | Chuanning Biotechnology captive power station | Unit 3 | 煤电 | unknown | 55 | operating | 2014 | Yili Chuanning Biotechnology Co Ltd [100%] | Yili Chuanning Biotechnology Co Ltd [100.0%] | 43.9361 | 81.1606 | L100000104473 | G100000113947 | https://www.gem.wiki/Chuanning_Biotechnology_captive_power_station | Global Coal Plant Tracker - January 2026 | yes | GEM Heat rate (Btu/kWh) ÷ 1000 | 热耗率来自GEM；其余运行参数继承参考Generators_data.csv的煤电设定
2818 | XJ | 5 | 新疆 | Hami | Hami | 国投哈密大南湖电厂, 中煤哈密电厂 | Dananhu power station | Phase I Unit 1 | 煤电 | supercritical | 660 | operating | 2014 | China Coal Hami Power Generation Co Ltd [100%] | China National Coal Group [100.0%] | 42.3059 | 93.3519 | L100000101669 | G100000108888 | https://www.gem.wiki/Dananhu_power_station | Global Coal Plant Tracker - January 2026 | yes | GEM Heat rate (Btu/kWh) ÷ 1000 | 热耗率来自GEM；其余运行参数继承参考Generators_data.csv的煤电设定
2819 | XJ | 5 | 新疆 | Hami | Hami | 国投哈密大南湖电厂, 中煤哈密电厂 | Dananhu power station | Phase I Unit 2 | 煤电 | supercritical | 660 | operating | 2014 | China Coal Hami Power Generation Co Ltd [100%] | China National Coal Group [100.0%] | 42.3059 | 93.3519 | L100000101669 | G100000108889 | https://www.gem.wiki/Dananhu_power_station | Global Coal Plant Tracker - January 2026 | yes | GEM Heat rate (Btu/kWh) ÷ 1000 | 热耗率来自GEM；其余运行参数继承参考Generators_data.csv的煤电设定
2820 | XJ | 5 | 新疆 | Changji | Hutubi | 大唐呼图壁热电厂 | Datang Hutubi power station | Phase I Unit 1 | 煤电 | subcritical | 300 | operating | 2013 | Thermal Power Plant of Huadian Hutubi Energy Co Ltd [100%] | China Huadian Corp Ltd [100.0%] | 44.1507 | 86.8222 | L100000101612 | G100000102083 | https://www.gem.wiki/Datang_Hutubi_power_station | Global Coal Plant Tracker - January 2026 | yes | GEM Heat rate (Btu/kWh) ÷ 1000 | 热耗率来自GEM；其余运行参数继承参考Generators_data.csv的煤电设定
2821 | XJ | 5 | 新疆 | Changji | Hutubi | 大唐呼图壁热电厂 | Datang Hutubi power station | Phase I Unit 2 | 煤电 | subcritical | 300 | operating | 2013 | Thermal Power Plant of Huadian Hutubi Energy Co Ltd [100%] | China Huadian Corp Ltd [100.0%] | 44.1507 | 86.8222 | L100000101612 | G100000102084 | https://www.gem.wiki/Datang_Hutubi_power_station | Global Coal Plant Tracker - January 2026 | yes | GEM Heat rate (Btu/kWh) ÷ 1000 | 热耗率来自GEM；其余运行参数继承参考Generators_data.csv的煤电设定
2822 | XJ | 5 | 新疆 | Changji | Jimsar | 东方希望新疆东明塑胶公司自备电厂 | Dongming Plastic power station | Unit 1 | 煤电 | subcritical | 100 | operating | 2015 | Xinjiang Dongming Plastic Co Ltd [100%] | East Hope Chemical [99.0%]; unknown [1.0%] | 44.6885 | 89.1138 | L100000101615 | G100000112439 | https://www.gem.wiki/Dongming_Plastic_power_station | Global Coal Plant Tracker - January 2026 | yes | GEM Heat rate (Btu/kWh) ÷ 1000 | 热耗率来自GEM；其余运行参数继承参考Generators_data.csv的煤电设定
2823 | XJ | 5 | 新疆 | Changji | Jimsar | 东方希望新疆东明塑胶公司自备电厂 | Dongming Plastic power station | Unit 2 | 煤电 | subcritical | 100 | operating | 2015 | Xinjiang Dongming Plastic Co Ltd [100%] | East Hope Chemical [99.0%]; unknown [1.0%] | 44.6885 | 89.1138 | L100000101615 | G100000112440 | https://www.gem.wiki/Dongming_Plastic_power_station | Global Coal Plant Tracker - January 2026 | yes | GEM Heat rate (Btu/kWh) ÷ 1000 | 热耗率来自GEM；其余运行参数继承参考Generators_data.csv的煤电设定
2824 | XJ | 5 | 新疆 | Karamay | Dushanzi | 中石油独山子石化区热电厂 | Dushanzi Ethene power station | Unit 3 | 煤电 | subcritical | 50 | operating | 1999 | PetroChina Dushanzi Petrochemical Co [100%] | PetroChina Co Ltd [100.0%] | 44.3445 | 84.832 | L100000101616 | G100000102519 | https://www.gem.wiki/Dushanzi_Ethene_power_station | Global Coal Plant Tracker - January 2026 | yes | GEM Heat rate (Btu/kWh) ÷ 1000 | 热耗率来自GEM；其余运行参数继承参考Generators_data.csv的煤电设定
2825 | XJ | 5 | 新疆 | Karamay | Dushanzi | 中石油独山子石化区热电厂 | Dushanzi Ethene power station | Unit 4 | 煤电 | subcritical | 50 | operating | 2006 | PetroChina Dushanzi Petrochemical Co [100%] | PetroChina Co Ltd [100.0%] | 44.3445 | 84.832 | L100000101616 | G100000102520 | https://www.gem.wiki/Dushanzi_Ethene_power_station | Global Coal Plant Tracker - January 2026 | yes | GEM Heat rate (Btu/kWh) ÷ 1000 | 热耗率来自GEM；其余运行参数继承参考Generators_data.csv的煤电设定
2826 | XJ | 5 | 新疆 | Karamay | Dushanzi | 中石油独山子石化区热电厂 | Dushanzi Ethene power station | Unit 5 | 煤电 | subcritical | 125 | operating | 2008 | PetroChina Dushanzi Petrochemical Co [100%] | PetroChina Co Ltd [100.0%] | 44.3791 | 84.8671 | L100000101616 | G100000102521 | https://www.gem.wiki/Dushanzi_Ethene_power_station | Global Coal Plant Tracker - January 2026 | yes | GEM Heat rate (Btu/kWh) ÷ 1000 | 热耗率来自GEM；其余运行参数继承参考Generators_data.csv的煤电设定
2827 | XJ | 5 | 新疆 | Karamay | Dushanzi | 中石油独山子石化区热电厂 | Dushanzi Ethene power station | Unit 6 | 煤电 | subcritical | 125 | operating | 2008 | PetroChina Dushanzi Petrochemical Co [100%] | PetroChina Co Ltd [100.0%] | 44.3791 | 84.8671 | L100000101616 | G100000102522 | https://www.gem.wiki/Dushanzi_Ethene_power_station | Global Coal Plant Tracker - January 2026 | yes | GEM Heat rate (Btu/kWh) ÷ 1000 | 热耗率来自GEM；其余运行参数继承参考Generators_data.csv的煤电设定
2828 | XJ | 5 | 新疆 | Karamay | Dushanzi | 中石油独山子石化区热电厂 | Dushanzi Ethene power station | Unit 7 | 煤电 | subcritical | 125 | operating | 2008 | PetroChina Dushanzi Petrochemical Co [100%] | PetroChina Co Ltd [100.0%] | 44.3791 | 84.8671 | L100000101616 | G100000102523 | https://www.gem.wiki/Dushanzi_Ethene_power_station | Global Coal Plant Tracker - January 2026 | yes | GEM Heat rate (Btu/kWh) ÷ 1000 | 热耗率来自GEM；其余运行参数继承参考Generators_data.csv的煤电设定
2829 | XJ | 5 | 新疆 | Changji | Jimsar | 东方希望有色金属公司五彩湾自备电厂 | East Hope Metals Wucaiwan power station | Unit 1 | 煤电 | subcritical | 350 | operating | 2013 | Xinjiang East Hope Nonferrous Metals Co Ltd [100%] | OriensSpes [50.0%]; East Hope Enterprise Management Co Ltd [40.0%]; Oriental Hope Investment Holding Co Ltd [10.0%] | 44.6829 | 89.1159 | L100000101617 | G100000102548 | https://www.gem.wiki/East_Hope_Metals_Wucaiwan_power_station | Global Coal Plant Tracker - January 2026 | yes | GEM Heat rate (Btu/kWh) ÷ 1000 | 热耗率来自GEM；其余运行参数继承参考Generators_data.csv的煤电设定
2830 | XJ | 5 | 新疆 | Changji | Jimsar | 东方希望有色金属公司五彩湾自备电厂 | East Hope Metals Wucaiwan power station | Unit 10 | 煤电 | subcritical | 350 | operating | 2016 | Xinjiang East Hope Nonferrous Metals Co Ltd [100%] | OriensSpes [50.0%]; East Hope Enterprise Management Co Ltd [40.0%]; Oriental Hope Investment Holding Co Ltd [10.0%] | 44.6829 | 89.1159 | L100000101617 | G100000102549 | https://www.gem.wiki/East_Hope_Metals_Wucaiwan_power_station | Global Coal Plant Tracker - January 2026 | yes | GEM Heat rate (Btu/kWh) ÷ 1000 | 热耗率来自GEM；其余运行参数继承参考Generators_data.csv的煤电设定
2831 | XJ | 5 | 新疆 | Changji | Jimsar | 东方希望有色金属公司五彩湾自备电厂 | East Hope Metals Wucaiwan power station | Unit 11 | 煤电 | subcritical | 350 | operating | 2017 | Xinjiang Dongming Plastic Co Ltd [100%] | East Hope Chemical [99.0%]; unknown [1.0%] | 44.6829 | 89.1159 | L100000101617 | G100000102550 | https://www.gem.wiki/East_Hope_Metals_Wucaiwan_power_station | Global Coal Plant Tracker - January 2026 | yes | GEM Heat rate (Btu/kWh) ÷ 1000 | 热耗率来自GEM；其余运行参数继承参考Generators_data.csv的煤电设定
2832 | XJ | 5 | 新疆 | Changji | Jimsar | 东方希望有色金属公司五彩湾自备电厂 | East Hope Metals Wucaiwan power station | Unit 12 | 煤电 | subcritical | 350 | operating | 2017 | Xinjiang Dongming Plastic Co Ltd [100%] | East Hope Chemical [99.0%]; unknown [1.0%] | 44.6829 | 89.1159 | L100000101617 | G100000102551 | https://www.gem.wiki/East_Hope_Metals_Wucaiwan_power_station | Global Coal Plant Tracker - January 2026 | yes | GEM Heat rate (Btu/kWh) ÷ 1000 | 热耗率来自GEM；其余运行参数继承参考Generators_data.csv的煤电设定
2833 | XJ | 5 | 新疆 | Changji | Jimsar | 东方希望有色金属公司五彩湾自备电厂 | East Hope Metals Wucaiwan power station | Unit 2 | 煤电 | subcritical | 350 | operating | 2014 | Xinjiang East Hope Nonferrous Metals Co Ltd [100%] | OriensSpes [50.0%]; East Hope Enterprise Management Co Ltd [40.0%]; Oriental Hope Investment Holding Co Ltd [10.0%] | 44.6829 | 89.1159 | L100000101617 | G100000102552 | https://www.gem.wiki/East_Hope_Metals_Wucaiwan_power_station | Global Coal Plant Tracker - January 2026 | yes | GEM Heat rate (Btu/kWh) ÷ 1000 | 热耗率来自GEM；其余运行参数继承参考Generators_data.csv的煤电设定
2834 | XJ | 5 | 新疆 | Changji | Jimsar | 东方希望有色金属公司五彩湾自备电厂 | East Hope Metals Wucaiwan power station | Unit 3 | 煤电 | subcritical | 350 | operating | 2014 | Xinjiang East Hope Nonferrous Metals Co Ltd [100%] | OriensSpes [50.0%]; East Hope Enterprise Management Co Ltd [40.0%]; Oriental Hope Investment Holding Co Ltd [10.0%] | 44.6829 | 89.1159 | L100000101617 | G100000102553 | https://www.gem.wiki/East_Hope_Metals_Wucaiwan_power_station | Global Coal Plant Tracker - January 2026 | yes | GEM Heat rate (Btu/kWh) ÷ 1000 | 热耗率来自GEM；其余运行参数继承参考Generators_data.csv的煤电设定
2835 | XJ | 5 | 新疆 | Changji | Jimsar | 东方希望有色金属公司五彩湾自备电厂 | East Hope Metals Wucaiwan power station | Unit 4 | 煤电 | subcritical | 350 | operating | 2014 | Xinjiang East Hope Nonferrous Metals Co Ltd [100%] | OriensSpes [50.0%]; East Hope Enterprise Management Co Ltd [40.0%]; Oriental Hope Investment Holding Co Ltd [10.0%] | 44.6829 | 89.1159 | L100000101617 | G100000102554 | https://www.gem.wiki/East_Hope_Metals_Wucaiwan_power_station | Global Coal Plant Tracker - January 2026 | yes | GEM Heat rate (Btu/kWh) ÷ 1000 | 热耗率来自GEM；其余运行参数继承参考Generators_data.csv的煤电设定
2836 | XJ | 5 | 新疆 | Changji | Jimsar | 东方希望有色金属公司五彩湾自备电厂 | East Hope Metals Wucaiwan power station | Unit 5 | 煤电 | subcritical | 350 | operating | 2015 | Xinjiang East Hope Nonferrous Metals Co Ltd [100%] | OriensSpes [50.0%]; East Hope Enterprise Management Co Ltd [40.0%]; Oriental Hope Investment Holding Co Ltd [10.0%] | 44.6829 | 89.1159 | L100000101617 | G100000102555 | https://www.gem.wiki/East_Hope_Metals_Wucaiwan_power_station | Global Coal Plant Tracker - January 2026 | yes | GEM Heat rate (Btu/kWh) ÷ 1000 | 热耗率来自GEM；其余运行参数继承参考Generators_data.csv的煤电设定
2837 | XJ | 5 | 新疆 | Changji | Jimsar | 东方希望有色金属公司五彩湾自备电厂 | East Hope Metals Wucaiwan power station | Unit 6 | 煤电 | subcritical | 350 | operating | 2015 | Xinjiang East Hope Nonferrous Metals Co Ltd [100%] | OriensSpes [50.0%]; East Hope Enterprise Management Co Ltd [40.0%]; Oriental Hope Investment Holding Co Ltd [10.0%] | 44.6829 | 89.1159 | L100000101617 | G100000102556 | https://www.gem.wiki/East_Hope_Metals_Wucaiwan_power_station | Global Coal Plant Tracker - January 2026 | yes | GEM Heat rate (Btu/kWh) ÷ 1000 | 热耗率来自GEM；其余运行参数继承参考Generators_data.csv的煤电设定
2838 | XJ | 5 | 新疆 | Changji | Jimsar | 东方希望有色金属公司五彩湾自备电厂 | East Hope Metals Wucaiwan power station | Unit 7 | 煤电 | subcritical | 350 | operating | 2015 | Xinjiang East Hope Nonferrous Metals Co Ltd [100%] | OriensSpes [50.0%]; East Hope Enterprise Management Co Ltd [40.0%]; Oriental Hope Investment Holding Co Ltd [10.0%] | 44.6829 | 89.1159 | L100000101617 | G100000102557 | https://www.gem.wiki/East_Hope_Metals_Wucaiwan_power_station | Global Coal Plant Tracker - January 2026 | yes | GEM Heat rate (Btu/kWh) ÷ 1000 | 热耗率来自GEM；其余运行参数继承参考Generators_data.csv的煤电设定
2839 | XJ | 5 | 新疆 | Changji | Jimsar | 东方希望有色金属公司五彩湾自备电厂 | East Hope Metals Wucaiwan power station | Unit 8 | 煤电 | subcritical | 350 | operating | 2016 | Xinjiang East Hope Nonferrous Metals Co Ltd [100%] | OriensSpes [50.0%]; East Hope Enterprise Management Co Ltd [40.0%]; Oriental Hope Investment Holding Co Ltd [10.0%] | 44.6829 | 89.1159 | L100000101617 | G100000102558 | https://www.gem.wiki/East_Hope_Metals_Wucaiwan_power_station | Global Coal Plant Tracker - January 2026 | yes | GEM Heat rate (Btu/kWh) ÷ 1000 | 热耗率来自GEM；其余运行参数继承参考Generators_data.csv的煤电设定
2840 | XJ | 5 | 新疆 | Changji | Jimsar | 东方希望有色金属公司五彩湾自备电厂 | East Hope Metals Wucaiwan power station | Unit 9 | 煤电 | subcritical | 350 | operating | 2016 | Xinjiang East Hope Nonferrous Metals Co Ltd [100%] | OriensSpes [50.0%]; East Hope Enterprise Management Co Ltd [40.0%]; Oriental Hope Investment Holding Co Ltd [10.0%] | 44.6829 | 89.1159 | L100000101617 | G100000102559 | https://www.gem.wiki/East_Hope_Metals_Wucaiwan_power_station | Global Coal Plant Tracker - January 2026 | yes | GEM Heat rate (Btu/kWh) ÷ 1000 | 热耗率来自GEM；其余运行参数继承参考Generators_data.csv的煤电设定
2841 | XJ | 5 | 新疆 | Ürümqi | Midong District | 特变电工新疆新特能源甘泉堡自备电厂 | Ganquanbao TBEA power station | Unit 1 | 煤电 | supercritical | 350 | operating | 2013 | Xinte Energy Co Ltd [100%] | Xinte Energy Co Ltd [100.0%] | 44.1247 | 87.7707 | L100000101621 | G100000102933 | https://www.gem.wiki/Ganquanbao_TBEA_power_station | Global Coal Plant Tracker - January 2026 | yes | GEM Heat rate (Btu/kWh) ÷ 1000 | 热耗率来自GEM；其余运行参数继承参考Generators_data.csv的煤电设定
2842 | XJ | 5 | 新疆 | Ürümqi | Midong District | 特变电工新疆新特能源甘泉堡自备电厂 | Ganquanbao TBEA power station | Unit 2 | 煤电 | supercritical | 350 | operating | 2013 | Xinte Energy Co Ltd [100%] | Xinte Energy Co Ltd [100.0%] | 44.1247 | 87.7707 | L100000101621 | G100000102934 | https://www.gem.wiki/Ganquanbao_TBEA_power_station | Global Coal Plant Tracker - January 2026 | yes | GEM Heat rate (Btu/kWh) ÷ 1000 | 热耗率来自GEM；其余运行参数继承参考Generators_data.csv的煤电设定
2843 | XJ | 5 | 新疆 | Hami | Hami | 国电徐矿哈密煤电开发公司大南湖发电厂 | Guodian Dananhu power station | Unit 1 | 煤电 | ultra-supercritical | 660 | operating | 2016 | Huadian Xinjiang Hami Coal Power Development Co Ltd [100%] | China Huadian Corp Ltd [50.0%]; Xuzhou Coal Mining Group Corp [50.0%] | 42.3202 | 93.1914 | L100000101624 | G100000103284 | https://www.gem.wiki/Guodian_Dananhu_power_station | Global Coal Plant Tracker - January 2026 |  | GEM Heat rate (Btu/kWh) ÷ 1000 | 热耗率来自GEM；其余运行参数继承参考Generators_data.csv的煤电设定
2844 | XJ | 5 | 新疆 | Hami | Hami | 国电徐矿哈密煤电开发公司大南湖发电厂 | Guodian Dananhu power station | Unit 2 | 煤电 | ultra-supercritical | 660 | operating | 2016 | Huadian Xinjiang Hami Coal Power Development Co Ltd [100%] | China Huadian Corp Ltd [50.0%]; Xuzhou Coal Mining Group Corp [50.0%] | 42.3202 | 93.1914 | L100000101624 | G100000103285 | https://www.gem.wiki/Guodian_Dananhu_power_station | Global Coal Plant Tracker - January 2026 |  | GEM Heat rate (Btu/kWh) ÷ 1000 | 热耗率来自GEM；其余运行参数继承参考Generators_data.csv的煤电设定
2845 | XJ | 5 | 新疆 | Aksu | Kuqa (Kuche) | 国电库车发电厂 | Guodian Kuqa power station | Phase II Unit 3 | 煤电 | subcritical | 300 | operating | 2012 | Huadian Kuqa Power Generation Co Ltd [100%] | China Huadian Corp Ltd [84.2%]; Aksu Investment Construction Group Co Ltd [9.9%]; Kuqa Asset Management Co Ltd [5.3%]; China Development Bank Corp [0.7%] | 41.7381 | 82.8879 | L100000101625 | G100000103352 | https://www.gem.wiki/Guodian_Kuqa_power_station | Global Coal Plant Tracker - January 2026 | yes | GEM Heat rate (Btu/kWh) ÷ 1000 | 热耗率来自GEM；其余运行参数继承参考Generators_data.csv的煤电设定
2846 | XJ | 5 | 新疆 | Aksu | Kuqa (Kuche) | 国电库车发电厂 | Guodian Kuqa power station | Phase II Unit 4 | 煤电 | subcritical | 300 | operating | 2013 | Huadian Kuqa Power Generation Co Ltd [100%] | China Huadian Corp Ltd [84.2%]; Aksu Investment Construction Group Co Ltd [9.9%]; Kuqa Asset Management Co Ltd [5.3%]; China Development Bank Corp [0.7%] | 41.7381 | 82.8879 | L100000101625 | G100000103353 | https://www.gem.wiki/Guodian_Kuqa_power_station | Global Coal Plant Tracker - January 2026 | yes | GEM Heat rate (Btu/kWh) ÷ 1000 | 热耗率来自GEM；其余运行参数继承参考Generators_data.csv的煤电设定
2847 | XJ | 5 | 新疆 | Changji | Jimsar | 新疆国泰新华矿业股份公司煤基精细化工自备电厂 | Guotai Xinhua Coal Chemical power station | Unit 1 | 煤电 | supercritical | 350 | operating | 2019 | Xinjiang Guotai Xinhua Mining Industry Co Ltd [100%] | Shanxi State-Owned Capital Investment and Operation Co Ltd [53.5%]; China Cinda Asset Management Co Ltd [31.5%]; Comprehensive Development and Management Center of the Ministry of Water Resources [9.1%]; Yangquan Coal Industry (Group) Co Ltd [5.4%]; Shanxi Coking Coal Group Co Ltd [0.5%] | 44.6951 | 89.0691 | L100000104421 | G100000113887 | https://www.gem.wiki/Guotai_Xinhua_Coal_Chemical_power_station | Global Coal Plant Tracker - January 2026 | yes | GEM Heat rate (Btu/kWh) ÷ 1000 | 热耗率来自GEM；其余运行参数继承参考Generators_data.csv的煤电设定
2848 | XJ | 5 | 新疆 | Changji | Jimsar | 新疆国泰新华矿业股份公司煤基精细化工自备电厂 | Guotai Xinhua Coal Chemical power station | Unit 2 | 煤电 | supercritical | 350 | operating | 2018 | Xinjiang Guotai Xinhua Mining Industry Co Ltd [100%] | Shanxi State-Owned Capital Investment and Operation Co Ltd [53.5%]; China Cinda Asset Management Co Ltd [31.5%]; Comprehensive Development and Management Center of the Ministry of Water Resources [9.1%]; Yangquan Coal Industry (Group) Co Ltd [5.4%]; Shanxi Coking Coal Group Co Ltd [0.5%] | 44.6951 | 89.0691 | L100000104421 | G100000113888 | https://www.gem.wiki/Guotai_Xinhua_Coal_Chemical_power_station | Global Coal Plant Tracker - January 2026 | yes | GEM Heat rate (Btu/kWh) ÷ 1000 | 热耗率来自GEM；其余运行参数继承参考Generators_data.csv的煤电设定
2849 | XJ | 5 | 新疆 | Hami | Barköl | 新疆天山北麓戈壁能源基地调峰电源, “疆电入渝”哈密至重庆特高压直流工程配套煤电项目 | Hami-Chongqing UHV Transmission Line power station | Unit 1 | 煤电 | ultra-supercritical | 1000 | operating | 2025 | Xinjiang Zhongneng Power Development Co Ltd [100%] | China Resources Power Holdings Co Ltd [38.2%]; unknown [14.5%]; Chongqing Construction Investment (Group) Co Ltd [8.7%]; Agricultural Bank of China Ltd [7.8%]; China Development Bank Corp [5.8%]; Chongqing LAND PROPERTIES Group Limited Co [4.5%]; Industrial and Commercial Bank of China Ltd [3.0%]; Industrial Bank Co Ltd [2.4%]; HKSCC Nominees Ltd [1.7%]; China Investment Corp [0.7%]; Bank of Tianjin Co Ltd [0.7%]; Chongqing Yufu Holding Group Co Ltd [0.7%]; The Export-Import Bank of China [0.7%]; Dah Sing Bank Ltd [0.3%]; Shandong Luxin Investment Holdings Group Co Ltd [0.3%]; Chongqing International Trust Inc [0.3%]; Ping An Insurance (Group) Company of China Ltd [0.3%]; Chongqing Development Investment Co Ltd [0.2%]; China Life Insurance Co Ltd [0.2%]; SAIC Hong Kong Investment Co Ltd [0.2%]; Chongqing Water Conservancy Investment (Group) Co Ltd [0.1%]; Ping An Insurance Overseas (Holdings) Co Ltd of China [0.1%]; Wuhan Economic Development Investment (Group) Co Ltd [0.1%]; Legend Holdings Corp [0.1%]; China Baowu Steel Group Co Ltd [0.1%]; CITIC Corporation of China [0.1%]; Shanghai Jianxin Investment Co Ltd [0.0%]; State Grid Corporation of China [0.0%]; Shandong Caixin Asset Operation Co Ltd [0.0%]; Department of Transportation of Jiangxi Province [0.0%]; Shandong Caijin Investment Co Ltd [0.0%]; China Guangfa Bank Co Ltd [0.0%]; Beijing Shenhaihong Investment Consultant Co Ltd [0.0%]; Beijing Jinyinghe Investment Consulting Co Ltd [0.0%]; Shanghai Jingrong Enterprise Management Partnership (General Partnership) [0.0%]; Jilin PROVINCE WANLONG Industry Co Ltd [0.0%]; Beijing Tiandiyuan Investment Management Co Ltd [0.0%]; Zhejiang Ruihe Investment Co Ltd [0.0%]; Jiangxi Financial Investment Group Co Ltd [0.0%] | 44.5379 | 92.926 | L100000104944 | G100000115493 | https://www.gem.wiki/Hami-Chongqing_UHV_Transmission_Line_power_station | Global Coal Plant Tracker - January 2026 |  | GEM Heat rate (Btu/kWh) ÷ 1000 | 热耗率来自GEM；其余运行参数继承参考Generators_data.csv的煤电设定
2850 | XJ | 5 | 新疆 | Hami | Barköl | 新疆天山北麓戈壁能源基地调峰电源, “疆电入渝”哈密至重庆特高压直流工程配套煤电项目 | Hami-Chongqing UHV Transmission Line power station | Unit 2 | 煤电 | ultra-supercritical | 1000 | operating | 2025 | Xinjiang Zhongneng Power Development Co Ltd [100%] | China Resources Power Holdings Co Ltd [38.2%]; unknown [14.5%]; Chongqing Construction Investment (Group) Co Ltd [8.7%]; Agricultural Bank of China Ltd [7.8%]; China Development Bank Corp [5.8%]; Chongqing LAND PROPERTIES Group Limited Co [4.5%]; Industrial and Commercial Bank of China Ltd [3.0%]; Industrial Bank Co Ltd [2.4%]; HKSCC Nominees Ltd [1.7%]; China Investment Corp [0.7%]; Bank of Tianjin Co Ltd [0.7%]; Chongqing Yufu Holding Group Co Ltd [0.7%]; The Export-Import Bank of China [0.7%]; Dah Sing Bank Ltd [0.3%]; Shandong Luxin Investment Holdings Group Co Ltd [0.3%]; Chongqing International Trust Inc [0.3%]; Ping An Insurance (Group) Company of China Ltd [0.3%]; Chongqing Development Investment Co Ltd [0.2%]; China Life Insurance Co Ltd [0.2%]; SAIC Hong Kong Investment Co Ltd [0.2%]; Chongqing Water Conservancy Investment (Group) Co Ltd [0.1%]; Ping An Insurance Overseas (Holdings) Co Ltd of China [0.1%]; Wuhan Economic Development Investment (Group) Co Ltd [0.1%]; Legend Holdings Corp [0.1%]; China Baowu Steel Group Co Ltd [0.1%]; CITIC Corporation of China [0.1%]; Shanghai Jianxin Investment Co Ltd [0.0%]; State Grid Corporation of China [0.0%]; Shandong Caixin Asset Operation Co Ltd [0.0%]; Department of Transportation of Jiangxi Province [0.0%]; Shandong Caijin Investment Co Ltd [0.0%]; China Guangfa Bank Co Ltd [0.0%]; Beijing Shenhaihong Investment Consultant Co Ltd [0.0%]; Beijing Jinyinghe Investment Consulting Co Ltd [0.0%]; Shanghai Jingrong Enterprise Management Partnership (General Partnership) [0.0%]; Jilin PROVINCE WANLONG Industry Co Ltd [0.0%]; Beijing Tiandiyuan Investment Management Co Ltd [0.0%]; Zhejiang Ruihe Investment Co Ltd [0.0%]; Jiangxi Financial Investment Group Co Ltd [0.0%] | 44.5379 | 92.926 | L100000104944 | G100000115494 | https://www.gem.wiki/Hami-Chongqing_UHV_Transmission_Line_power_station | Global Coal Plant Tracker - January 2026 |  | GEM Heat rate (Btu/kWh) ÷ 1000 | 热耗率来自GEM；其余运行参数继承参考Generators_data.csv的煤电设定
2851 | XJ | 5 | 新疆 | Hami | Barköl | 新疆天山北麓戈壁能源基地调峰电源, “疆电入渝”哈密至重庆特高压直流工程配套煤电项目 | Hami-Chongqing UHV Transmission Line power station | Unit 3 | 煤电 | ultra-supercritical | 1000 | operating | 2025 | Xinjiang Huadian Tianshan Green Energy Co Ltd [100%] | China Huadian Corp Ltd [52.4%]; Huadian Power International Co Ltd [31.0%]; unknown [16.6%] | 44.5379 | 92.926 | L100000104944 | G100000115495 | https://www.gem.wiki/Hami-Chongqing_UHV_Transmission_Line_power_station | Global Coal Plant Tracker - January 2026 |  | GEM Heat rate (Btu/kWh) ÷ 1000 | 热耗率来自GEM；其余运行参数继承参考Generators_data.csv的煤电设定
2852 | XJ | 5 | 新疆 | Hami | Barköl | 新疆天山北麓戈壁能源基地调峰电源, “疆电入渝”哈密至重庆特高压直流工程配套煤电项目 | Hami-Chongqing UHV Transmission Line power station | Unit 4 | 煤电 | ultra-supercritical | 1000 | operating | 2025 | Xinjiang Huadian Tianshan Green Energy Co Ltd [100%] | China Huadian Corp Ltd [52.4%]; Huadian Power International Co Ltd [31.0%]; unknown [16.6%] | 44.5379 | 92.926 | L100000104944 | G100000115496 | https://www.gem.wiki/Hami-Chongqing_UHV_Transmission_Line_power_station | Global Coal Plant Tracker - January 2026 |  | GEM Heat rate (Btu/kWh) ÷ 1000 | 热耗率来自GEM；其余运行参数继承参考Generators_data.csv的煤电设定
2853 | XJ | 5 | 新疆 | Ili | Hoboksar Mongol Autonomous County | 神华国能和丰发电厂, 国源电力和丰电厂 | Hefeng power station | Phase I Unit 1 | 煤电 | subcritical | 300 | operating | 2012 | State Grid Energy Hefeng Coal Power Co Ltd [100%] | China Energy Investment Corp [100.0%] | 46.6088 | 86.5936 | L100000101631 | G100000103723 | https://www.gem.wiki/Hefeng_power_station | Global Coal Plant Tracker - January 2026 |  | GEM Heat rate (Btu/kWh) ÷ 1000 | 热耗率来自GEM；其余运行参数继承参考Generators_data.csv的煤电设定
2854 | XJ | 5 | 新疆 | Ili | Hoboksar Mongol Autonomous County | 神华国能和丰发电厂, 国源电力和丰电厂 | Hefeng power station | Phase I Unit 2 | 煤电 | subcritical | 300 | operating | 2012 | State Grid Energy Hefeng Coal Power Co Ltd [100%] | China Energy Investment Corp [100.0%] | 46.6088 | 86.5936 | L100000101631 | G100000103724 | https://www.gem.wiki/Hefeng_power_station | Global Coal Plant Tracker - January 2026 |  | GEM Heat rate (Btu/kWh) ÷ 1000 | 热耗率来自GEM；其余运行参数继承参考Generators_data.csv的煤电设定
2855 | XJ | 5 | 新疆 | Changji | Jimsar | 新疆恒联五彩湾电厂 | Henglian Wucaiwan power station | Phase I Unit 1 | 煤电 | ultra-supercritical | 660 | operating | 2017 | Xinjiang Henglian Energy Co Ltd [100%] | Fujian Henglian Group Co Ltd [100.0%] | 44.7898 | 89.1894 | L100000101632 | G100000103822 | https://www.gem.wiki/Henglian_Wucaiwan_power_station | Global Coal Plant Tracker - January 2026 |  | GEM Heat rate (Btu/kWh) ÷ 1000 | 热耗率来自GEM；其余运行参数继承参考Generators_data.csv的煤电设定
2856 | XJ | 5 | 新疆 | Changji | Jimsar | 新疆恒联五彩湾电厂 | Henglian Wucaiwan power station | Phase I Unit 2 | 煤电 | ultra-supercritical | 660 | operating | 2017 | Xinjiang Henglian Energy Co Ltd [100%] | Fujian Henglian Group Co Ltd [100.0%] | 44.7898 | 89.1894 | L100000101632 | G100000103823 | https://www.gem.wiki/Henglian_Wucaiwan_power_station | Global Coal Plant Tracker - January 2026 |  | GEM Heat rate (Btu/kWh) ÷ 1000 | 热耗率来自GEM；其余运行参数继承参考Generators_data.csv的煤电设定
2857 | XJ | 5 | 新疆 | Turpan | Shanshan | 鄯善硅基新材料产业基地8×75MW背压机组, 合盛硅业鄯善公司热电厂 | Hesheng Shanshan power station | Unit 1 | 煤电 | supercritical | 350 | operating | 2018 | Hoshine Silicon (Shanshan) Industry Co Ltd [100%] | HOSHINE [100.0%] | 42.9749 | 90.1268 | L100000101633 | G100000112460 | https://www.gem.wiki/Hesheng_Shanshan_power_station | Global Coal Plant Tracker - January 2026 | yes | GEM Heat rate (Btu/kWh) ÷ 1000 | 热耗率来自GEM；其余运行参数继承参考Generators_data.csv的煤电设定
2858 | XJ | 5 | 新疆 | Turpan | Shanshan | 鄯善硅基新材料产业基地8×75MW背压机组, 合盛硅业鄯善公司热电厂 | Hesheng Shanshan power station | Unit 2 | 煤电 | supercritical | 350 | operating | 2018 | Hoshine Silicon (Shanshan) Industry Co Ltd [100%] | HOSHINE [100.0%] | 42.9749 | 90.1268 | L100000101633 | G100000112461 | https://www.gem.wiki/Hesheng_Shanshan_power_station | Global Coal Plant Tracker - January 2026 | yes | GEM Heat rate (Btu/kWh) ÷ 1000 | 热耗率来自GEM；其余运行参数继承参考Generators_data.csv的煤电设定
2859 | XJ | 5 | 新疆 | Beiquan | Shihezi | 合盛硅业新疆西部合盛热电 | Hesheng Xinjiang Xibu power station | Unit 1 | 煤电 | subcritical | 330 | operating | 2013 | Xinjiang West Hesheng Thermal Power Co Ltd [100%] | HOSHINE [100.0%] | 44.456 | 86.0984 | L100000104989 | G100000103852 | https://www.gem.wiki/Hesheng_Xinjiang_Xibu_power_station | Global Coal Plant Tracker - January 2026 | yes | GEM Heat rate (Btu/kWh) ÷ 1000 | 热耗率来自GEM；其余运行参数继承参考Generators_data.csv的煤电设定
2860 | XJ | 5 | 新疆 | Beiquan | Shihezi | 合盛硅业新疆西部合盛热电 | Hesheng Xinjiang Xibu power station | Unit 2 | 煤电 | subcritical | 330 | operating | 2014 | Xinjiang West Hesheng Thermal Power Co Ltd [100%] | HOSHINE [100.0%] | 44.456 | 86.0984 | L100000104989 | G100000112462 | https://www.gem.wiki/Hesheng_Xinjiang_Xibu_power_station | Global Coal Plant Tracker - January 2026 | yes | GEM Heat rate (Btu/kWh) ÷ 1000 | 热耗率来自GEM；其余运行参数继承参考Generators_data.csv的煤电设定
2861 | XJ | 5 | 新疆 | Ürümqi | Tianshan | 国电新疆红雁池发电厂 | Hongyanchi-1 power station | Expansion Phase I Unit 10 | 煤电 | subcritical | 330 | operating | 2011 | State Power Xinjiang Hongyanchi Power Generation Co Ltd [100%] | China Huadian Corp Ltd [100.0%] | 43.7281 | 87.6294 | L100000101635 | G100000103950 | https://www.gem.wiki/Hongyanchi-1_power_station | Global Coal Plant Tracker - January 2026 | yes | GEM Heat rate (Btu/kWh) ÷ 1000 | 热耗率来自GEM；其余运行参数继承参考Generators_data.csv的煤电设定
2862 | XJ | 5 | 新疆 | Ürümqi | Tianshan | 国电新疆红雁池发电厂 | Hongyanchi-1 power station | Expansion Phase I Unit 11 | 煤电 | subcritical | 330 | operating | 2010 | State Power Xinjiang Hongyanchi Power Generation Co Ltd [100%] | China Huadian Corp Ltd [100.0%] | 43.7281 | 87.6294 | L100000101635 | G100000103951 | https://www.gem.wiki/Hongyanchi-1_power_station | Global Coal Plant Tracker - January 2026 | yes | GEM Heat rate (Btu/kWh) ÷ 1000 | 热耗率来自GEM；其余运行参数继承参考Generators_data.csv的煤电设定
2863 | XJ | 5 | 新疆 | Ürümqi | Tianshan | 华电新疆红雁池发电厂 | Hongyanchi-2 power station | Phase I Unit 1 | 煤电 | subcritical | 200 | operating | 2001 | State Power Xinjiang Hongyanchi Power Generation Co Ltd [100%] | China Huadian Corp Ltd [100.0%] | 43.7432 | 87.6575 | L100000101636 | G100000103959 | https://www.gem.wiki/Hongyanchi-2_power_station | Global Coal Plant Tracker - January 2026 | yes | GEM Heat rate (Btu/kWh) ÷ 1000 | 热耗率来自GEM；其余运行参数继承参考Generators_data.csv的煤电设定
2864 | XJ | 5 | 新疆 | Ürümqi | Tianshan | 华电新疆红雁池发电厂 | Hongyanchi-2 power station | Phase I Unit 2 | 煤电 | subcritical | 200 | operating | 2001 | State Power Xinjiang Hongyanchi Power Generation Co Ltd [100%] | China Huadian Corp Ltd [100.0%] | 43.7432 | 87.6575 | L100000101636 | G100000103960 | https://www.gem.wiki/Hongyanchi-2_power_station | Global Coal Plant Tracker - January 2026 | yes | GEM Heat rate (Btu/kWh) ÷ 1000 | 热耗率来自GEM；其余运行参数继承参考Generators_data.csv的煤电设定
2865 | XJ | 5 | 新疆 | Ürümqi | Tianshan | 华电新疆红雁池发电厂 | Hongyanchi-2 power station | Phase I Unit 3 | 煤电 | subcritical | 200 | operating | 2003 | State Power Xinjiang Hongyanchi Power Generation Co Ltd [100%] | China Huadian Corp Ltd [100.0%] | 43.7432 | 87.6575 | L100000101636 | G100000103961 | https://www.gem.wiki/Hongyanchi-2_power_station | Global Coal Plant Tracker - January 2026 | yes | GEM Heat rate (Btu/kWh) ÷ 1000 | 热耗率来自GEM；其余运行参数继承参考Generators_data.csv的煤电设定
2866 | XJ | 5 | 新疆 | Ürümqi | Tianshan | 华电新疆红雁池发电厂 | Hongyanchi-2 power station | Phase I Unit 4 | 煤电 | subcritical | 200 | operating | 2003 | State Power Xinjiang Hongyanchi Power Generation Co Ltd [100%] | China Huadian Corp Ltd [100.0%] | 43.7432 | 87.6575 | L100000101636 | G100000103962 | https://www.gem.wiki/Hongyanchi-2_power_station | Global Coal Plant Tracker - January 2026 | yes | GEM Heat rate (Btu/kWh) ÷ 1000 | 热耗率来自GEM；其余运行参数继承参考Generators_data.csv的煤电设定
2867 | XJ | 5 | 新疆 | Hotan | Gujiang Bage Town | 新疆和田热电联产项目 | Hotan power station | Unit 1 | 煤电 | unknown | 350 | operating | 2024 | Xinjiang Energy (Group) Hetian Energy Co Ltd [100%] | Xinjiang Energy (Group) Co Ltd [100.0%] | 37.2662 | 79.9924 | L100000104828 | G100000115061 | https://www.gem.wiki/Hotan_power_station | Global Coal Plant Tracker - January 2026 | yes | GEM Heat rate (Btu/kWh) ÷ 1000 | 热耗率来自GEM；其余运行参数继承参考Generators_data.csv的煤电设定
2868 | XJ | 5 | 新疆 | Hotan | Gujiang Bage Town | 新疆和田热电联产项目 | Hotan power station | Unit 2 | 煤电 | unknown | 350 | operating | 2025 | Xinjiang Energy (Group) Hetian Energy Co Ltd [100%] | Xinjiang Energy (Group) Co Ltd [100.0%] | 37.2662 | 79.9924 | L100000104828 | G100000115062 | https://www.gem.wiki/Hotan_power_station | Global Coal Plant Tracker - January 2026 | yes | GEM Heat rate (Btu/kWh) ÷ 1000 | 热耗率来自GEM；其余运行参数继承参考Generators_data.csv的煤电设定
2869 | XJ | 5 | 新疆 | Changji Hui Autonomous Prefecture | Changji | 华电新疆昌吉热电厂 | Huadian Changji power station | Phase III Unit 5 | 煤电 | subcritical | 330 | operating | 2011 | Xinjiang Huadian Changji Thermoelectricity Co Ltd [100%] | China Huadian Corp Ltd [51.0%]; Changji State-owned Assets Investment Management Group Co Ltd [49.0%] | 44.0632 | 87.3266 | L100000101637 | G100000104011 | https://www.gem.wiki/Huadian_Changji_power_station | Global Coal Plant Tracker - January 2026 | yes | GEM Heat rate (Btu/kWh) ÷ 1000 | 热耗率来自GEM；其余运行参数继承参考Generators_data.csv的煤电设定
2870 | XJ | 5 | 新疆 | Changji Hui Autonomous Prefecture | Changji | 华电新疆昌吉热电厂 | Huadian Changji power station | Phase III Unit 6 | 煤电 | subcritical | 330 | operating | 2011 | Xinjiang Huadian Changji Thermoelectricity Co Ltd [100%] | China Huadian Corp Ltd [51.0%]; Changji State-owned Assets Investment Management Group Co Ltd [49.0%] | 44.0632 | 87.3266 | L100000101637 | G100000104012 | https://www.gem.wiki/Huadian_Changji_power_station | Global Coal Plant Tracker - January 2026 | yes | GEM Heat rate (Btu/kWh) ÷ 1000 | 热耗率来自GEM；其余运行参数继承参考Generators_data.csv的煤电设定
2871 | XJ | 5 | 新疆 | Turpan | Gaochang | 华电新疆高昌热电厂 | Huadian Gaochang Cogen power station | Unit 1 | 煤电 | supercritical | 350 | operating | 2020 | Xinjiang Huadian Gaochang Thermal Power Co Ltd [100%] | China Huadian Corp Ltd [100.0%] | 42.8797 | 89.1671 | L100000101641 | G100000104147 | https://www.gem.wiki/Huadian_Gaochang_Cogen_power_station | Global Coal Plant Tracker - January 2026 | yes | GEM Heat rate (Btu/kWh) ÷ 1000 | 热耗率来自GEM；其余运行参数继承参考Generators_data.csv的煤电设定
2872 | XJ | 5 | 新疆 | Turpan | Gaochang | 华电新疆高昌热电厂 | Huadian Gaochang Cogen power station | Unit 2 | 煤电 | supercritical | 350 | operating | 2023 | Xinjiang Huadian Gaochang Thermal Power Co Ltd [100%] | China Huadian Corp Ltd [100.0%] | 42.8797 | 89.1671 | L100000101641 | G100000104148 | https://www.gem.wiki/Huadian_Gaochang_Cogen_power_station | Global Coal Plant Tracker - January 2026 | yes | GEM Heat rate (Btu/kWh) ÷ 1000 | 热耗率来自GEM；其余运行参数继承参考Generators_data.csv的煤电设定
2873 | XJ | 5 | 新疆 | Hami | Hami | 华电新疆哈密热电厂 | Huadian Hami power station | Phase III Unit 5 | 煤电 | unknown | 135 | operating | 2003 | Xinjiang Huadian Hami Thermal Power Co Ltd [100%] | China Huadian Corp Ltd [100.0%] | 42.8934 | 93.4408 | L100000101638 | G100000104035 | https://www.gem.wiki/Huadian_Hami_power_station | Global Coal Plant Tracker - January 2026 | yes | GEM Heat rate (Btu/kWh) ÷ 1000 | 热耗率来自GEM；其余运行参数继承参考Generators_data.csv的煤电设定
2874 | XJ | 5 | 新疆 | Hami | Hami | 华电新疆哈密热电厂 | Huadian Hami power station | Phase III Unit 6 | 煤电 | unknown | 135 | operating | 2003 | Xinjiang Huadian Hami Thermal Power Co Ltd [100%] | China Huadian Corp Ltd [100.0%] | 42.8934 | 93.4408 | L100000101638 | G100000104036 | https://www.gem.wiki/Huadian_Hami_power_station | Global Coal Plant Tracker - January 2026 | yes | GEM Heat rate (Btu/kWh) ÷ 1000 | 热耗率来自GEM；其余运行参数继承参考Generators_data.csv的煤电设定
2875 | XJ | 5 | 新疆 | Hami | Hami | 华电新疆哈密热电厂 | Huadian Hami power station | Phase IV Unit 8 | 煤电 | supercritical | 350 | operating | 2021 | Xinjiang Huadian Yizhou Thermal Power Co Ltd [100%] | China Huadian Corp Ltd [100.0%] | 42.8934 | 93.4408 | L100000101638 | G100000104038 | https://www.gem.wiki/Huadian_Hami_power_station | Global Coal Plant Tracker - January 2026 | yes | GEM Heat rate (Btu/kWh) ÷ 1000 | 热耗率来自GEM；其余运行参数继承参考Generators_data.csv的煤电设定
2876 | XJ | 5 | 新疆 | Kashgar | Kashgar (Kashi) | 华电新疆喀什热电厂 | Huadian Kashi power station | Phase III Unit 5 | 煤电 | supercritical | 350 | operating | 2014 | Xinjiang Huadian Kashi Thermal Power Co Ltd [100%] | China Huadian Corp Ltd [99.7%]; unknown [0.3%] | 39.4816 | 76.0499 | L100000101639 | G100000104071 | https://www.gem.wiki/Huadian_Kashi_power_station | Global Coal Plant Tracker - January 2026 | yes | GEM Heat rate (Btu/kWh) ÷ 1000 | 热耗率来自GEM；其余运行参数继承参考Generators_data.csv的煤电设定
2877 | XJ | 5 | 新疆 | Kashgar | Kashgar (Kashi) | 华电新疆喀什热电厂 | Huadian Kashi power station | Phase III Unit 6 | 煤电 | supercritical | 350 | operating | 2014 | Xinjiang Huadian Kashi Thermal Power Co Ltd [100%] | China Huadian Corp Ltd [99.7%]; unknown [0.3%] | 39.4816 | 76.0499 | L100000101639 | G100000104072 | https://www.gem.wiki/Huadian_Kashi_power_station | Global Coal Plant Tracker - January 2026 | yes | GEM Heat rate (Btu/kWh) ÷ 1000 | 热耗率来自GEM；其余运行参数继承参考Generators_data.csv的煤电设定
2878 | XJ | 5 | 新疆 | Ürümqi | Shuimogou | 华电新疆乌鲁木齐热电 | Huadian Urumqi power station | Unit 1 | 煤电 | subcritical | 330 | operating | 2009 | Urumqi Thermal Power Plant, Huadian Xinjiang Power Generation Co Ltd [100%] | China Huadian Corp Ltd [100.0%] | 43.9011 | 87.6975 | L100000101643 | G100000104149 | https://www.gem.wiki/Huadian_Urumqi_power_station | Global Coal Plant Tracker - January 2026 | yes | GEM Heat rate (Btu/kWh) ÷ 1000 | 热耗率来自GEM；其余运行参数继承参考Generators_data.csv的煤电设定
2879 | XJ | 5 | 新疆 | Ürümqi | Shuimogou | 华电新疆乌鲁木齐热电 | Huadian Urumqi power station | Unit 2 | 煤电 | subcritical | 330 | operating | 2009 | Urumqi Thermal Power Plant, Huadian Xinjiang Power Generation Co Ltd [100%] | China Huadian Corp Ltd [100.0%] | 43.9011 | 87.6975 | L100000101643 | G100000104150 | https://www.gem.wiki/Huadian_Urumqi_power_station | Global Coal Plant Tracker - January 2026 | yes | GEM Heat rate (Btu/kWh) ÷ 1000 | 热耗率来自GEM；其余运行参数继承参考Generators_data.csv的煤电设定
2880 | XJ | 5 | 新疆 | Changji | Qitai | 华电新疆西黑山发电厂 | Huadian Xiheishan power station | Unit 1 | 煤电 | ultra-supercritical | 660 | operating | 2024 | Xinjiang Huadian Xiheishan Power Generation Co Ltd [100%] | An Hui Wenergy Co Ltd [70.0%]; China Huadian Corp Ltd [30.0%] | 44.555 | 90.236 | L100000101645 | G100000111105 | https://www.gem.wiki/Huadian_Xiheishan_power_station | Global Coal Plant Tracker - January 2026 |  | GEM Heat rate (Btu/kWh) ÷ 1000 | 热耗率来自GEM；其余运行参数继承参考Generators_data.csv的煤电设定
2881 | XJ | 5 | 新疆 | Changji | Qitai | 华电新疆西黑山发电厂 | Huadian Xiheishan power station | Unit 2 | 煤电 | ultra-supercritical | 660 | operating | 2024 | Xinjiang Huadian Xiheishan Power Generation Co Ltd [100%] | An Hui Wenergy Co Ltd [70.0%]; China Huadian Corp Ltd [30.0%] | 44.555 | 90.236 | L100000101645 | G100000111106 | https://www.gem.wiki/Huadian_Xiheishan_power_station | Global Coal Plant Tracker - January 2026 |  | GEM Heat rate (Btu/kWh) ÷ 1000 | 热耗率来自GEM；其余运行参数继承参考Generators_data.csv的煤电设定
2882 | XJ | 5 | 新疆 | Bayin'gholin | Luntai | 华能轮台热电厂 | Huaneng Luntai power station | Unit 1 | 煤电 | supercritical | 350 | operating | 2016 | Huadian Luntai Thermal Power Co Ltd [100%] | China Huadian Corp Ltd [100.0%] | 41.8215 | 84.0036 | L100000101651 | G100000104442 | https://www.gem.wiki/Huaneng_Luntai_power_station | Global Coal Plant Tracker - January 2026 | yes | GEM Heat rate (Btu/kWh) ÷ 1000 | 热耗率来自GEM；其余运行参数继承参考Generators_data.csv的煤电设定
2883 | XJ | 5 | 新疆 | Bayin'gholin | Luntai | 华能轮台热电厂 | Huaneng Luntai power station | Unit 2 | 煤电 | supercritical | 350 | operating | 2016 | Huadian Luntai Thermal Power Co Ltd [100%] | China Huadian Corp Ltd [100.0%] | 41.8215 | 84.0036 | L100000101651 | G100000104443 | https://www.gem.wiki/Huaneng_Luntai_power_station | Global Coal Plant Tracker - January 2026 | yes | GEM Heat rate (Btu/kWh) ÷ 1000 | 热耗率来自GEM；其余运行参数继承参考Generators_data.csv的煤电设定
2884 | XJ | 5 | 新疆 | Hotan | Hotan | 华威和田热电 | Huawei Hetian power station | Phase I Unit 1 | 煤电 | unknown | 135 | operating | 2015 | Huawei Hotan Power Generation Co Ltd [100%] | Beijing Zhongkai Chuangwei Investment Co Ltd [52.2%]; Beijing Huafei Investment Co Ltd [23.8%]; Guangdong Yusheng Investment Development Co Ltd [14.0%]; Beijing Boguangda Information Consulting Co Ltd [5.0%]; Beijing Huawei Investment Co Ltd [5.0%] | 37.1676 | 79.9056 | L100000101653 | G100000104693 | https://www.gem.wiki/Huawei_Hetian_power_station | Global Coal Plant Tracker - January 2026 | yes | GEM Heat rate (Btu/kWh) ÷ 1000 | 热耗率来自GEM；其余运行参数继承参考Generators_data.csv的煤电设定
2885 | XJ | 5 | 新疆 | Hotan | Hotan | 华威和田热电 | Huawei Hetian power station | Phase I Unit 2 | 煤电 | unknown | 135 | operating | 2015 | Huawei Hotan Power Generation Co Ltd [100%] | Beijing Zhongkai Chuangwei Investment Co Ltd [52.2%]; Beijing Huafei Investment Co Ltd [23.8%]; Guangdong Yusheng Investment Development Co Ltd [14.0%]; Beijing Boguangda Information Consulting Co Ltd [5.0%]; Beijing Huawei Investment Co Ltd [5.0%] | 37.1676 | 79.9056 | L100000101653 | G100000104694 | https://www.gem.wiki/Huawei_Hetian_power_station | Global Coal Plant Tracker - January 2026 | yes | GEM Heat rate (Btu/kWh) ÷ 1000 | 热耗率来自GEM；其余运行参数继承参考Generators_data.csv的煤电设定
2886 | XJ | 5 | 新疆 | Ili | Kuitun | 新疆锦龙电力集团热电厂 | Huayi Jinlong Cogen power station | Unit 1 | 煤电 | unknown | 100 | operating | 2016 | Xinjiang Huayi Jinlong Thermal Power Co Ltd [100%] | Shanghai Belloli Equity Investment Center LP [49.0%]; Xinjiang Production & Construction Corps Seventh Agricultural Division State-Own Ed Assets [35.1%]; Xinjiang Production and Construction Corps Electric Power Group Co Ltd [13.6%]; unknown [2.3%] | 44.4505 | 84.9699 | L100000104420 | G100000113860 | https://www.gem.wiki/Huayi_Jinlong_Cogen_power_station | Global Coal Plant Tracker - January 2026 | yes | GEM Heat rate (Btu/kWh) ÷ 1000 | 热耗率来自GEM；其余运行参数继承参考Generators_data.csv的煤电设定
2887 | XJ | 5 | 新疆 | Ili | Kuitun | 新疆锦龙电力集团热电厂 | Huayi Jinlong Cogen power station | Unit 2 | 煤电 | unknown | 100 | operating | 2017 | Xinjiang Huayi Jinlong Thermal Power Co Ltd [100%] | Shanghai Belloli Equity Investment Center LP [49.0%]; Xinjiang Production & Construction Corps Seventh Agricultural Division State-Own Ed Assets [35.1%]; Xinjiang Production and Construction Corps Electric Power Group Co Ltd [13.6%]; unknown [2.3%] | 44.4505 | 84.9699 | L100000104420 | G100000113861 | https://www.gem.wiki/Huayi_Jinlong_Cogen_power_station | Global Coal Plant Tracker - January 2026 | yes | GEM Heat rate (Btu/kWh) ÷ 1000 | 热耗率来自GEM；其余运行参数继承参考Generators_data.csv的煤电设定
2888 | XJ | 5 | 新疆 | Ili | Huyanghe | 胡杨河市锦焱热电 | Huyanghe Jinyan power station | Unit 1 | 煤电 | unknown | 160 | operating | 2025 | Huyanghe Jinyan Thermal Power Co Ltd [100%] | Xinjiang Production & Construction Corps Seventh Agricultural Division State-Own Ed Assets [68.8%]; Xinjiang Production and Construction Corps Electric Power Group Co Ltd [26.8%]; unknown [4.5%] | 44.7903 | 84.8681 | L100000104971 | G100000115744 | https://www.gem.wiki/Huyanghe_Jinyan_power_station | Global Coal Plant Tracker - January 2026 | yes | GEM Heat rate (Btu/kWh) ÷ 1000 | 热耗率来自GEM；其余运行参数继承参考Generators_data.csv的煤电设定
2889 | XJ | 5 | 新疆 | Ili | Yining | 伊犁南岗热电厂 | Ili Nangang cogen power station | Unit 1 | 煤电 | subcritical | 135 | operating | 2015 | Yining Nangang Thermal Power Co Ltd [100%] | Xinjiang Fourth Agricultural Division State-owned Assets Investment Co Ltd [100.0%] | 43.949 | 81.4762 | L100000101670 | G100000108949 | https://www.gem.wiki/Ili_Nangang_cogen_power_station | Global Coal Plant Tracker - January 2026 | yes | GEM Heat rate (Btu/kWh) ÷ 1000 | 热耗率来自GEM；其余运行参数继承参考Generators_data.csv的煤电设定
2890 | XJ | 5 | 新疆 | Ili | Yining | 伊犁南岗热电厂 | Ili Nangang cogen power station | Unit 2 | 煤电 | subcritical | 135 | operating | 2016 | Yining Nangang Thermal Power Co Ltd [100%] | Xinjiang Fourth Agricultural Division State-owned Assets Investment Co Ltd [100.0%] | 43.949 | 81.4762 | L100000101670 | G100000113308 | https://www.gem.wiki/Ili_Nangang_cogen_power_station | Global Coal Plant Tracker - January 2026 | yes | GEM Heat rate (Btu/kWh) ÷ 1000 | 热耗率来自GEM；其余运行参数继承参考Generators_data.csv的煤电设定
2891 | XJ | 5 | 新疆 | Ili | Yining | 伊犁新天煤化工自备电厂 | Ili Xintian Chemical power station | Unit 1 | 煤电 | unknown | 50 | operating | 2016 | Yili Xintian Coal Chemical Co [100%] | Zhejiang Energy Group Co Ltd [49.5%]; Shandong Energy Group Co Ltd [31.5%]; Shandong Guohui Investment Co Ltd [9.0%]; Zhejiang Financial Development Co Ltd [5.5%]; Shandong Caixin Asset Operation Co Ltd [4.5%] | 44.062 | 81.1886 | L100000101655 | G100000113595 | https://www.gem.wiki/Ili_Xintian_Chemical_power_station | Global Coal Plant Tracker - January 2026 | yes | GEM Heat rate (Btu/kWh) ÷ 1000 | 热耗率来自GEM；其余运行参数继承参考Generators_data.csv的煤电设定
2892 | XJ | 5 | 新疆 | Ili | Yining | 伊犁新天煤化工自备电厂 | Ili Xintian Chemical power station | Unit 2 | 煤电 | unknown | 50 | operating | 2016 | Yili Xintian Coal Chemical Co [100%] | Zhejiang Energy Group Co Ltd [49.5%]; Shandong Energy Group Co Ltd [31.5%]; Shandong Guohui Investment Co Ltd [9.0%]; Zhejiang Financial Development Co Ltd [5.5%]; Shandong Caixin Asset Operation Co Ltd [4.5%] | 44.062 | 81.1886 | L100000101655 | G100000113596 | https://www.gem.wiki/Ili_Xintian_Chemical_power_station | Global Coal Plant Tracker - January 2026 | yes | GEM Heat rate (Btu/kWh) ÷ 1000 | 热耗率来自GEM；其余运行参数继承参考Generators_data.csv的煤电设定
2893 | XJ | 5 | 新疆 | Ili | Yining | 伊犁新天煤化工自备电厂 | Ili Xintian Chemical power station | Unit 3 | 煤电 | unknown | 50 | operating | 2016 | Yili Xintian Coal Chemical Co [100%] | Zhejiang Energy Group Co Ltd [49.5%]; Shandong Energy Group Co Ltd [31.5%]; Shandong Guohui Investment Co Ltd [9.0%]; Zhejiang Financial Development Co Ltd [5.5%]; Shandong Caixin Asset Operation Co Ltd [4.5%] | 44.062 | 81.1886 | L100000101655 | G100000113597 | https://www.gem.wiki/Ili_Xintian_Chemical_power_station | Global Coal Plant Tracker - January 2026 | yes | GEM Heat rate (Btu/kWh) ÷ 1000 | 热耗率来自GEM；其余运行参数继承参考Generators_data.csv的煤电设定
2894 | XJ | 5 | 新疆 | Ili | Yining | 伊犁新天煤化工自备电厂 | Ili Xintian Chemical power station | Unit 4 | 煤电 | unknown | 50 | operating | 2016 | Yili Xintian Coal Chemical Co [100%] | Zhejiang Energy Group Co Ltd [49.5%]; Shandong Energy Group Co Ltd [31.5%]; Shandong Guohui Investment Co Ltd [9.0%]; Zhejiang Financial Development Co Ltd [5.5%]; Shandong Caixin Asset Operation Co Ltd [4.5%] | 44.062 | 81.1886 | L100000101655 | G100000113598 | https://www.gem.wiki/Ili_Xintian_Chemical_power_station | Global Coal Plant Tracker - January 2026 | yes | GEM Heat rate (Btu/kWh) ÷ 1000 | 热耗率来自GEM；其余运行参数继承参考Generators_data.csv的煤电设定
2895 | XJ | 5 | 新疆 | Changji | Jimsar | 国电华能五彩湾北三发电厂 | Jimsar Wucaiwan Beisan power station | Phase I Unit 1 | 煤电 | ultra-supercritical | 660 | operating | 2021 | Xinjiang Zhundong Wucaiwan Beisan Power Plant Co Ltd [100%] | Shaanxi Investment Group Co Ltd [33.3%]; GD POWER Development Co Ltd [28.7%]; China Shenhua Energy Co Ltd [21.3%]; China Huaneng Group Co Ltd [11.2%]; Shanghua Investment Co Ltd [3.8%]; unknown [1.7%] | 44.8054 | 89.1937 | L100000101657 | G100000105185 | https://www.gem.wiki/Jimsar_Wucaiwan_Beisan_power_station | Global Coal Plant Tracker - January 2026 |  | GEM Heat rate (Btu/kWh) ÷ 1000 | 热耗率来自GEM；其余运行参数继承参考Generators_data.csv的煤电设定
2896 | XJ | 5 | 新疆 | Changji | Jimsar | 国电华能五彩湾北三发电厂 | Jimsar Wucaiwan Beisan power station | Phase I Unit 2 | 煤电 | ultra-supercritical | 660 | operating | 2022 | Xinjiang Zhundong Wucaiwan Beisan Power Plant Co Ltd [100%] | Shaanxi Investment Group Co Ltd [33.3%]; GD POWER Development Co Ltd [28.7%]; China Shenhua Energy Co Ltd [21.3%]; China Huaneng Group Co Ltd [11.2%]; Shanghua Investment Co Ltd [3.8%]; unknown [1.7%] | 44.8054 | 89.1937 | L100000101657 | G100000105186 | https://www.gem.wiki/Jimsar_Wucaiwan_Beisan_power_station | Global Coal Plant Tracker - January 2026 |  | GEM Heat rate (Btu/kWh) ÷ 1000 | 热耗率来自GEM；其余运行参数继承参考Generators_data.csv的煤电设定
2897 | XJ | 5 | 新疆 | Bayin'gholin | Hejing | 金川热电公司热电联产项目 | Jinchuan power station | Unit 1 | 煤电 | unknown | 135 | operating | 2016 | Xinjiang Jinchuan Thermal Power Co Ltd [100%] | Xinjiang Jinchuan Thermal Power Co Ltd [100.0%] | 42.1472 | 86.5134 | L100000101659 | G100000105190 | https://www.gem.wiki/Jinchuan_power_station | Global Coal Plant Tracker - January 2026 | yes | GEM Heat rate (Btu/kWh) ÷ 1000 | 热耗率来自GEM；其余运行参数继承参考Generators_data.csv的煤电设定
2898 | XJ | 5 | 新疆 | Bayin'gholin | Hejing | 金川热电公司热电联产项目 | Jinchuan power station | Unit 2 | 煤电 | unknown | 135 | operating | 2016 | Xinjiang Jinchuan Thermal Power Co Ltd [100%] | Xinjiang Jinchuan Thermal Power Co Ltd [100.0%] | 42.1472 | 86.5134 | L100000101659 | G100000105191 | https://www.gem.wiki/Jinchuan_power_station | Global Coal Plant Tracker - January 2026 | yes | GEM Heat rate (Btu/kWh) ÷ 1000 | 热耗率来自GEM；其余运行参数继承参考Generators_data.csv的煤电设定
2899 | XJ | 5 | 新疆 | Aksu | Baicheng County | 新疆金晖兆丰2×350兆瓦自备电站 | Jinhui Zhaofeng power station | Phase I Unit 1 | 煤电 | supercritical | 350 | operating | 2025 | Xinjiang Jinhui Zhaofeng Energy Co., Ltd. Ltd Co | Xinjiang Jinhui Zhaofeng Energy Co., Ltd. Ltd Co | 41.7204 | 81.6684 | L100001000094 | G100001000245 | https://www.gem.wiki/Jinhui_Zhaofeng_power_station | Global Coal Plant Tracker - January 2026 |  | GEM Heat rate (Btu/kWh) ÷ 1000 | 热耗率来自GEM；其余运行参数继承参考Generators_data.csv的煤电设定
2900 | XJ | 5 | 新疆 | Aksu | Baicheng County | 新疆金晖兆丰2×350兆瓦自备电站 | Jinhui Zhaofeng power station | Phase I Unit 2 | 煤电 | supercritical | 350 | operating | 2025 | Xinjiang Jinhui Zhaofeng Energy Co., Ltd. Ltd Co | Xinjiang Jinhui Zhaofeng Energy Co., Ltd. Ltd Co | 41.7204 | 81.6684 | L100001000094 | G100001000246 | https://www.gem.wiki/Jinhui_Zhaofeng_power_station | Global Coal Plant Tracker - January 2026 |  | GEM Heat rate (Btu/kWh) ÷ 1000 | 热耗率来自GEM；其余运行参数继承参考Generators_data.csv的煤电设定
2901 | XJ | 5 | 新疆 | Karamay |  | 国电克拉玛依热电 | Karamay power station | Phase I Unit 1 | 煤电 | supercritical | 350 | operating | 2013 | Huadian Karamay Power Generation Co Ltd [100%] | China Huadian Corp Ltd [100.0%] | 45.542 | 85.0249 | L100000101660 | G100000105581 | https://www.gem.wiki/Karamay_power_station | Global Coal Plant Tracker - January 2026 | yes | GEM Heat rate (Btu/kWh) ÷ 1000 | 热耗率来自GEM；其余运行参数继承参考Generators_data.csv的煤电设定
2902 | XJ | 5 | 新疆 | Karamay |  | 国电克拉玛依热电 | Karamay power station | Phase I Unit 2 | 煤电 | supercritical | 350 | operating | 2014 | Huadian Karamay Power Generation Co Ltd [100%] | China Huadian Corp Ltd [100.0%] | 45.542 | 85.0249 | L100000101660 | G100000105582 | https://www.gem.wiki/Karamay_power_station | Global Coal Plant Tracker - January 2026 | yes | GEM Heat rate (Btu/kWh) ÷ 1000 | 热耗率来自GEM；其余运行参数继承参考Generators_data.csv的煤电设定
2903 | XJ | 5 | 新疆 | Ili | Khorgas | 霍尔果斯南岗热电厂 | Khorgas Nangang Cogen power station | Unit 1 | 煤电 | subcritical | 50 | operating | 2011 | Horgos Nangang Thermal Power Co Ltd [100%] | Shandong HONGDA BIOTECHNOLOGY Co Ltd [40.0%]; Xinjiang Yilihong Biotechnology New Material Co Ltd [40.0%]; Xinjiang Fourth Agricultural Division State-owned Assets Investment Co Ltd [12.8%]; unknown [7.2%] | 44.1485 | 80.4372 | L100000101654 | G100000113257 | https://www.gem.wiki/Khorgas_Nangang_Cogen_power_station | Global Coal Plant Tracker - January 2026 | yes | GEM Heat rate (Btu/kWh) ÷ 1000 | 热耗率来自GEM；其余运行参数继承参考Generators_data.csv的煤电设定
2904 | XJ | 5 | 新疆 | Ili | Khorgas | 霍尔果斯南岗热电厂 | Khorgas Nangang Cogen power station | Unit 2 | 煤电 | subcritical | 50 | operating | 2011 | Horgos Nangang Thermal Power Co Ltd [100%] | Shandong HONGDA BIOTECHNOLOGY Co Ltd [40.0%]; Xinjiang Yilihong Biotechnology New Material Co Ltd [40.0%]; Xinjiang Fourth Agricultural Division State-owned Assets Investment Co Ltd [12.8%]; unknown [7.2%] | 44.1485 | 80.4372 | L100000101654 | G100000113258 | https://www.gem.wiki/Khorgas_Nangang_Cogen_power_station | Global Coal Plant Tracker - January 2026 | yes | GEM Heat rate (Btu/kWh) ÷ 1000 | 热耗率来自GEM；其余运行参数继承参考Generators_data.csv的煤电设定
2905 | XJ | 5 | 新疆 |  | Kokdala | 可克达拉经开区2×50MW热电联产项目 | Kokdala Economic-Technology Development Zone cogen power station | Phase I Unit 1 | 煤电 | subcritical | 50 | operating | 2025 | Kekedala Zhongsheng Energy Co Ltd | Kekedala Zhongsheng Energy Co Ltd | 43.9701 | 80.9986 | L100001004304 | G100001005032 | https://www.gem.wiki/Kokdala_Economic-Technology_Development_Zone_cogen_power_station | Global Coal Plant Tracker - January 2026 | yes | GEM Heat rate (Btu/kWh) ÷ 1000 | 热耗率来自GEM；其余运行参数继承参考Generators_data.csv的煤电设定
2906 | XJ | 5 | 新疆 | Ili | Kuitun | 锦江集团奎屯锦疆发电厂 | Kuitun Jinjiang power station | Unit 1 | 煤电 | subcritical | 135 | operating | 2008 | Kuitun Jinjiang Thermal Power Co Ltd [100%] | Xinjiang Production & Construction Corps Seventh Agricultural Division State-Own Ed Assets [34.4%]; Hangzhou Jinjiang Group Co Ltd [21.0%]; Xinjiang Production and Construction Corps Electric Power Group Co Ltd [13.4%]; Zhejiang Hengjia Holding Co Ltd [12.2%]; Hangzhou Yande Industrial Co Ltd [11.8%]; Zhejiang Kangrui Investment Co Ltd [5.0%]; unknown [2.2%] | 44.4051 | 84.9298 | L100000101663 | G100000106013 | https://www.gem.wiki/Kuitun_Jinjiang_power_station | Global Coal Plant Tracker - January 2026 | yes | GEM Heat rate (Btu/kWh) ÷ 1000 | 热耗率来自GEM；其余运行参数继承参考Generators_data.csv的煤电设定
2907 | XJ | 5 | 新疆 | Ili | Kuitun | 锦江集团奎屯锦疆发电厂 | Kuitun Jinjiang power station | Unit 2 | 煤电 | subcritical | 135 | operating | 2008 | Kuitun Jinjiang Thermal Power Co Ltd [100%] | Xinjiang Production & Construction Corps Seventh Agricultural Division State-Own Ed Assets [34.4%]; Hangzhou Jinjiang Group Co Ltd [21.0%]; Xinjiang Production and Construction Corps Electric Power Group Co Ltd [13.4%]; Zhejiang Hengjia Holding Co Ltd [12.2%]; Hangzhou Yande Industrial Co Ltd [11.8%]; Zhejiang Kangrui Investment Co Ltd [5.0%]; unknown [2.2%] | 44.4051 | 84.9298 | L100000101663 | G100000106014 | https://www.gem.wiki/Kuitun_Jinjiang_power_station | Global Coal Plant Tracker - January 2026 | yes | GEM Heat rate (Btu/kWh) ÷ 1000 | 热耗率来自GEM；其余运行参数继承参考Generators_data.csv的煤电设定
2908 | XJ | 5 | 新疆 | Changji | Manas (Manasi) | 新疆天山电力玛纳斯发电厂 | Manas power station | Phase II Unit 5 | 煤电 | subcritical | 110 | operating | 1994 | Xinjiang Manasi Power Plant [100%] | Beijing Xinneng Jiahua Technology Development Co Ltd [53.3%]; unknown [11.4%]; Xinjiang Juneng Shareholder Investment Co Ltd [11.3%]; Xinjiang Investment Development (Group) Co Ltd [9.7%]; China Cinda Asset Management Co Ltd [7.3%]; Xinda Capital (Tianjin) Equity Investment Partnership LP [7.0%] | 44.3187 | 86.1682 | L100000101666 | G100000106619 | https://www.gem.wiki/Manas_power_station | Global Coal Plant Tracker - January 2026 | yes | GEM Heat rate (Btu/kWh) ÷ 1000 | 热耗率来自GEM；其余运行参数继承参考Generators_data.csv的煤电设定
2909 | XJ | 5 | 新疆 | Changji | Manas (Manasi) | 新疆天山电力玛纳斯发电厂 | Manas power station | Phase II Unit 6 | 煤电 | subcritical | 110 | operating | 1994 | Xinjiang Manasi Power Plant [100%] | Beijing Xinneng Jiahua Technology Development Co Ltd [53.3%]; unknown [11.4%]; Xinjiang Juneng Shareholder Investment Co Ltd [11.3%]; Xinjiang Investment Development (Group) Co Ltd [9.7%]; China Cinda Asset Management Co Ltd [7.3%]; Xinda Capital (Tianjin) Equity Investment Partnership LP [7.0%] | 44.3187 | 86.1682 | L100000101666 | G100000106620 | https://www.gem.wiki/Manas_power_station | Global Coal Plant Tracker - January 2026 | yes | GEM Heat rate (Btu/kWh) ÷ 1000 | 热耗率来自GEM；其余运行参数继承参考Generators_data.csv的煤电设定
2910 | XJ | 5 | 新疆 | Changji | Manas (Manasi) | 新疆天山电力玛纳斯发电厂 | Manas power station | Phase III Unit 7 | 煤电 | subcritical | 300 | operating | 2008 | Xinjiang Manasi Power Plant [100%] | Beijing Xinneng Jiahua Technology Development Co Ltd [53.3%]; unknown [11.4%]; Xinjiang Juneng Shareholder Investment Co Ltd [11.3%]; Xinjiang Investment Development (Group) Co Ltd [9.7%]; China Cinda Asset Management Co Ltd [7.3%]; Xinda Capital (Tianjin) Equity Investment Partnership LP [7.0%] | 44.3187 | 86.1682 | L100000101666 | G100000106621 | https://www.gem.wiki/Manas_power_station | Global Coal Plant Tracker - January 2026 | yes | GEM Heat rate (Btu/kWh) ÷ 1000 | 热耗率来自GEM；其余运行参数继承参考Generators_data.csv的煤电设定
2911 | XJ | 5 | 新疆 | Changji | Manas (Manasi) | 新疆天山电力玛纳斯发电厂 | Manas power station | Phase III Unit 8 | 煤电 | subcritical | 300 | operating | 2008 | Xinjiang Manasi Power Plant [100%] | Beijing Xinneng Jiahua Technology Development Co Ltd [53.3%]; unknown [11.4%]; Xinjiang Juneng Shareholder Investment Co Ltd [11.3%]; Xinjiang Investment Development (Group) Co Ltd [9.7%]; China Cinda Asset Management Co Ltd [7.3%]; Xinda Capital (Tianjin) Equity Investment Partnership LP [7.0%] | 44.3187 | 86.1682 | L100000101666 | G100000106622 | https://www.gem.wiki/Manas_power_station | Global Coal Plant Tracker - January 2026 | yes | GEM Heat rate (Btu/kWh) ÷ 1000 | 热耗率来自GEM；其余运行参数继承参考Generators_data.csv的煤电设定
2912 | XJ | 5 | 新疆 | Bayingolin Mongol Autonomous Prefecture | Ruoqiang | 新疆特变楼兰若羌2×350MW热电联产项目, 巴州若羌县热电联产项目 | Ruoqiang County Cogen power station | Unit 1 | 煤电 | supercritical | 350 | operating | 2024 | Xinjiang TBEA Loulan New Energy Co Ltd [100%] | TBEA Co Ltd [85.8%]; Xinjiang Joinworld Co Ltd [14.2%] | 38.9501 | 88.327 | L100000104945 | G100000115497 | https://www.gem.wiki/Ruoqiang_County_Cogen_power_station | Global Coal Plant Tracker - January 2026 | yes | GEM Heat rate (Btu/kWh) ÷ 1000 | 热耗率来自GEM；其余运行参数继承参考Generators_data.csv的煤电设定
2913 | XJ | 5 | 新疆 | Bayingolin Mongol Autonomous Prefecture | Ruoqiang | 新疆特变楼兰若羌2×350MW热电联产项目, 巴州若羌县热电联产项目 | Ruoqiang County Cogen power station | Unit 2 | 煤电 | supercritical | 350 | operating | 2024 | Xinjiang TBEA Loulan New Energy Co Ltd [100%] | TBEA Co Ltd [85.8%]; Xinjiang Joinworld Co Ltd [14.2%] | 38.9501 | 88.327 | L100000104945 | G100000115498 | https://www.gem.wiki/Ruoqiang_County_Cogen_power_station | Global Coal Plant Tracker - January 2026 | yes | GEM Heat rate (Btu/kWh) ÷ 1000 | 热耗率来自GEM；其余运行参数继承参考Generators_data.csv的煤电设定
2914 | XJ | 5 | 新疆 | Changji | Qitai | 国网能源新疆准东电厂 | Shenhua Guoneng Dajing power station | Unit 1 | 煤电 | ultra-supercritical | 660 | operating | 2023 | Guodian Xinjiang Zhundong Coal Power Co Ltd [100%] | GD POWER Development Co Ltd [43.1%]; China Shenhua Energy Co Ltd [31.9%]; Xinjiang Production & Construction Corps Investment Co Ltd [25.0%] | 44.7809 | 89.5971 | L100000101672 | G100000109149 | https://www.gem.wiki/Shenhua_Guoneng_Dajing_power_station | Global Coal Plant Tracker - January 2026 |  | GEM Heat rate (Btu/kWh) ÷ 1000 | 热耗率来自GEM；其余运行参数继承参考Generators_data.csv的煤电设定
2915 | XJ | 5 | 新疆 | Changji | Qitai | 国网能源新疆准东电厂 | Shenhua Guoneng Dajing power station | Unit 2 | 煤电 | ultra-supercritical | 660 | operating | 2023 | Guodian Xinjiang Zhundong Coal Power Co Ltd [100%] | GD POWER Development Co Ltd [43.1%]; China Shenhua Energy Co Ltd [31.9%]; Xinjiang Production & Construction Corps Investment Co Ltd [25.0%] | 44.7809 | 89.5971 | L100000101672 | G100000109150 | https://www.gem.wiki/Shenhua_Guoneng_Dajing_power_station | Global Coal Plant Tracker - January 2026 |  | GEM Heat rate (Btu/kWh) ÷ 1000 | 热耗率来自GEM；其余运行参数继承参考Generators_data.csv的煤电设定
2916 | XJ | 5 | 新疆 | Hami | Hami | 国源电力哈密煤电公司大南湖电厂二期2×660MW供热项目, 国神哈密煤电公司大南湖热电厂, 神华国能哈密煤电公司大南湖电厂, 国家能源集团哈密大南湖电厂二期×60万千瓦热电联产项目, 国电绿洲电厂 | Shenhua Guoneng Dananhu power station | Phase I Unit 1 | 煤电 | subcritical | 300 | operating | 2011 | State Grid Corporation of China Hami Coal & Energy Co Ltd [100%] | China Energy Investment Corp [100.0%] | 42.7403 | 93.4457 | L100000101673 | G100000109152 | https://www.gem.wiki/Shenhua_Guoneng_Dananhu_power_station | Global Coal Plant Tracker - January 2026 | yes | GEM Heat rate (Btu/kWh) ÷ 1000 | 热耗率来自GEM；其余运行参数继承参考Generators_data.csv的煤电设定
2917 | XJ | 5 | 新疆 | Hami | Hami | 国源电力哈密煤电公司大南湖电厂二期2×660MW供热项目, 国神哈密煤电公司大南湖热电厂, 神华国能哈密煤电公司大南湖电厂, 国家能源集团哈密大南湖电厂二期×60万千瓦热电联产项目, 国电绿洲电厂 | Shenhua Guoneng Dananhu power station | Phase I Unit 2 | 煤电 | subcritical | 300 | operating | 2011 | State Grid Corporation of China Hami Coal & Energy Co Ltd [100%] | China Energy Investment Corp [100.0%] | 42.7403 | 93.4457 | L100000101673 | G100000109153 | https://www.gem.wiki/Shenhua_Guoneng_Dananhu_power_station | Global Coal Plant Tracker - January 2026 | yes | GEM Heat rate (Btu/kWh) ÷ 1000 | 热耗率来自GEM；其余运行参数继承参考Generators_data.csv的煤电设定
2918 | XJ | 5 | 新疆 | Ürümqi | Midong | 神华国能阜康发电厂 | Shenhua Guoneng Fukang power station | Phase I Unit 1 | 煤电 | unknown | 150 | operating | 2008 | Huadian Fukang Power Generation Co Ltd [100%] | China Huadian Corp Ltd [100.0%] | 44.1334 | 87.8347 | L100000101674 | G100000109154 | https://www.gem.wiki/Shenhua_Guoneng_Fukang_power_station | Global Coal Plant Tracker - January 2026 | yes | GEM Heat rate (Btu/kWh) ÷ 1000 | 热耗率来自GEM；其余运行参数继承参考Generators_data.csv的煤电设定
2919 | XJ | 5 | 新疆 | Ürümqi | Midong | 神华国能阜康发电厂 | Shenhua Guoneng Fukang power station | Phase I Unit 2 | 煤电 | unknown | 150 | operating | 2008 | Huadian Fukang Power Generation Co Ltd [100%] | China Huadian Corp Ltd [100.0%] | 44.1334 | 87.8347 | L100000101674 | G100000109155 | https://www.gem.wiki/Shenhua_Guoneng_Fukang_power_station | Global Coal Plant Tracker - January 2026 | yes | GEM Heat rate (Btu/kWh) ÷ 1000 | 热耗率来自GEM；其余运行参数继承参考Generators_data.csv的煤电设定
2920 | XJ | 5 | 新疆 | Hami | Hami | 神华国能哈密煤电公司哈密电厂 | Shenhua Guoneng Hami power station | Unit 1 | 煤电 | supercritical | 660 | operating | 2015 | State Grid Corporation of China Hami Coal & Energy Co Ltd [100%] | China Energy Investment Corp [100.0%] | 42.4112 | 93.0092 | L100000101675 | G100000109158 | https://www.gem.wiki/Shenhua_Guoneng_Hami_power_station | Global Coal Plant Tracker - January 2026 |  | GEM Heat rate (Btu/kWh) ÷ 1000 | 热耗率来自GEM；其余运行参数继承参考Generators_data.csv的煤电设定
2921 | XJ | 5 | 新疆 | Hami | Hami | 神华国能哈密煤电公司哈密电厂 | Shenhua Guoneng Hami power station | Unit 2 | 煤电 | supercritical | 660 | operating | 2015 | State Grid Corporation of China Hami Coal & Energy Co Ltd [100%] | China Energy Investment Corp [100.0%] | 42.4112 | 93.0092 | L100000101675 | G100000109159 | https://www.gem.wiki/Shenhua_Guoneng_Hami_power_station | Global Coal Plant Tracker - January 2026 |  | GEM Heat rate (Btu/kWh) ÷ 1000 | 热耗率来自GEM；其余运行参数继承参考Generators_data.csv的煤电设定
2922 | XJ | 5 | 新疆 | Hami | Hami | 神华国能哈密煤电公司哈密电厂 | Shenhua Guoneng Hami power station | Unit 3 | 煤电 | ultra-supercritical | 660 | operating | 2015 | State Grid Corporation of China Hami Coal & Energy Co Ltd [100%] | China Energy Investment Corp [100.0%] | 42.4112 | 93.0092 | L100000101675 | G100000109160 | https://www.gem.wiki/Shenhua_Guoneng_Hami_power_station | Global Coal Plant Tracker - January 2026 |  | GEM Heat rate (Btu/kWh) ÷ 1000 | 热耗率来自GEM；其余运行参数继承参考Generators_data.csv的煤电设定
2923 | XJ | 5 | 新疆 | Hami | Hami | 神华国能哈密煤电公司哈密电厂 | Shenhua Guoneng Hami power station | Unit 4 | 煤电 | ultra-supercritical | 660 | operating | 2015 | State Grid Corporation of China Hami Coal & Energy Co Ltd [100%] | China Energy Investment Corp [100.0%] | 42.4112 | 93.0092 | L100000101675 | G100000109161 | https://www.gem.wiki/Shenhua_Guoneng_Hami_power_station | Global Coal Plant Tracker - January 2026 |  | GEM Heat rate (Btu/kWh) ÷ 1000 | 热耗率来自GEM；其余运行参数继承参考Generators_data.csv的煤电设定
2924 | XJ | 5 | 新疆 | Ili | Chabuchaer | 神华国能伊犁煤电公司 | Shenhua Yili power station (Xinjiang) | Phase II Unit 1 | 煤电 | supercritical | 350 | operating | 2020 | Huadian Yili Coal Power Co Ltd [100%] | China Huadian Corp Ltd [100.0%] | 43.86 | 81.2995 | L100000101676 | G100000109203 | https://www.gem.wiki/Shenhua_Yili_power_station_(Xinjiang) | Global Coal Plant Tracker - January 2026 | yes | GEM Heat rate (Btu/kWh) ÷ 1000 | 热耗率来自GEM；其余运行参数继承参考Generators_data.csv的煤电设定
2925 | XJ | 5 | 新疆 | Ili | Chabuchaer | 神华国能伊犁煤电公司 | Shenhua Yili power station (Xinjiang) | Phase II Unit 2 | 煤电 | supercritical | 350 | operating | 2020 | Huadian Yili Coal Power Co Ltd [100%] | China Huadian Corp Ltd [100.0%] | 43.86 | 81.2995 | L100000101676 | G100000109204 | https://www.gem.wiki/Shenhua_Yili_power_station_(Xinjiang) | Global Coal Plant Tracker - January 2026 | yes | GEM Heat rate (Btu/kWh) ÷ 1000 | 热耗率来自GEM；其余运行参数继承参考Generators_data.csv的煤电设定
2926 | XJ | 5 | 新疆 | Changji | Jimsar | 神华神东电力新疆准东五彩湾发电厂 | Shenhua Zhundong Wucaiwan power station | Phase I Unit 1 | 煤电 | supercritical | 350 | operating | 2012 | Shenhua Shendong Power Xinjiang Zhundong Wucaiwan Power Generation Co Ltd [100%] | China Huadian Corp Ltd [100.0%] | 44.7955 | 89.1498 | L100000101677 | G100000111716 | https://www.gem.wiki/Shenhua_Zhundong_Wucaiwan_power_station | Global Coal Plant Tracker - January 2026 | yes | GEM Heat rate (Btu/kWh) ÷ 1000 | 热耗率来自GEM；其余运行参数继承参考Generators_data.csv的煤电设定
2927 | XJ | 5 | 新疆 | Changji | Jimsar | 神华神东电力新疆准东五彩湾发电厂 | Shenhua Zhundong Wucaiwan power station | Phase I Unit 2 | 煤电 | supercritical | 350 | operating | 2012 | Shenhua Shendong Power Xinjiang Zhundong Wucaiwan Power Generation Co Ltd [100%] | China Huadian Corp Ltd [100.0%] | 44.7955 | 89.1498 | L100000101677 | G100000111715 | https://www.gem.wiki/Shenhua_Zhundong_Wucaiwan_power_station | Global Coal Plant Tracker - January 2026 | yes | GEM Heat rate (Btu/kWh) ÷ 1000 | 热耗率来自GEM；其余运行参数继承参考Generators_data.csv的煤电设定
2928 | XJ | 5 | 新疆 | Changji | Jimsar | 神华神东电力新疆准东五彩湾发电厂 | Shenhua Zhundong Wucaiwan power station | Phase II Unit 1 | 煤电 | ultra-supercritical | 660 | operating | 2020 | Shenhua Shendong Power Xinjiang Zhundong Wucaiwan Power Generation Co Ltd [100%] | China Huadian Corp Ltd [100.0%] | 44.7955 | 89.1498 | L100000101677 | G100000111717 | https://www.gem.wiki/Shenhua_Zhundong_Wucaiwan_power_station | Global Coal Plant Tracker - January 2026 |  | GEM Heat rate (Btu/kWh) ÷ 1000 | 热耗率来自GEM；其余运行参数继承参考Generators_data.csv的煤电设定
2929 | XJ | 5 | 新疆 | Changji | Jimsar | 神华神东电力新疆准东五彩湾发电厂 | Shenhua Zhundong Wucaiwan power station | Phase II Unit 2 | 煤电 | ultra-supercritical | 660 | operating | 2020 | Shenhua Shendong Power Xinjiang Zhundong Wucaiwan Power Generation Co Ltd [100%] | China Huadian Corp Ltd [100.0%] | 44.7955 | 89.1498 | L100000101677 | G100000111718 | https://www.gem.wiki/Shenhua_Zhundong_Wucaiwan_power_station | Global Coal Plant Tracker - January 2026 |  | GEM Heat rate (Btu/kWh) ÷ 1000 | 热耗率来自GEM；其余运行参数继承参考Generators_data.csv的煤电设定
2930 | XJ | 5 | 新疆 | Changji | Jimsar | 神火煤电准东五彩湾煤电铝项目自备电厂 | Shenhuo Zhundong power station | Unit 1 | 煤电 | supercritical | 350 | operating | 2014 | Xinjiang Shenhuo Coal & Power Co Ltd [100%] | Henan Shenhuo Coal&Power Co Ltd [100.0%] | 44.8899 | 89.0499 | L100000101715 | G100000111711 | https://www.gem.wiki/Shenhuo_Zhundong_power_station | Global Coal Plant Tracker - January 2026 |  | GEM Heat rate (Btu/kWh) ÷ 1000 | 热耗率来自GEM；其余运行参数继承参考Generators_data.csv的煤电设定
2931 | XJ | 5 | 新疆 | Changji | Jimsar | 神火煤电准东五彩湾煤电铝项目自备电厂 | Shenhuo Zhundong power station | Unit 2 | 煤电 | supercritical | 350 | operating | 2014 | Xinjiang Shenhuo Coal & Power Co Ltd [100%] | Henan Shenhuo Coal&Power Co Ltd [100.0%] | 44.8899 | 89.0499 | L100000101715 | G100000111712 | https://www.gem.wiki/Shenhuo_Zhundong_power_station | Global Coal Plant Tracker - January 2026 |  | GEM Heat rate (Btu/kWh) ÷ 1000 | 热耗率来自GEM；其余运行参数继承参考Generators_data.csv的煤电设定
2932 | XJ | 5 | 新疆 | Changji | Jimsar | 神火煤电准东五彩湾煤电铝项目自备电厂 | Shenhuo Zhundong power station | Unit 3 | 煤电 | supercritical | 350 | operating | 2014 | Xinjiang Shenhuo Coal & Power Co Ltd [100%] | Henan Shenhuo Coal&Power Co Ltd [100.0%] | 44.8899 | 89.0499 | L100000101715 | G100000111713 | https://www.gem.wiki/Shenhuo_Zhundong_power_station | Global Coal Plant Tracker - January 2026 |  | GEM Heat rate (Btu/kWh) ÷ 1000 | 热耗率来自GEM；其余运行参数继承参考Generators_data.csv的煤电设定
2933 | XJ | 5 | 新疆 | Changji | Jimsar | 神火煤电准东五彩湾煤电铝项目自备电厂 | Shenhuo Zhundong power station | Unit 4 | 煤电 | supercritical | 350 | operating | 2014 | Xinjiang Shenhuo Coal & Power Co Ltd [100%] | Henan Shenhuo Coal&Power Co Ltd [100.0%] | 44.8899 | 89.0499 | L100000101715 | G100000111714 | https://www.gem.wiki/Shenhuo_Zhundong_power_station | Global Coal Plant Tracker - January 2026 |  | GEM Heat rate (Btu/kWh) ÷ 1000 | 热耗率来自GEM；其余运行参数继承参考Generators_data.csv的煤电设定
2934 | XJ | 5 | 新疆 | Bayin'gholin | Korla | 深能库尔勒发电厂 | Shenneng Korla power station | Unit 1 | 煤电 | supercritical | 350 | operating | 2017 | Guodian Korla Power Generation Co Ltd [100%] | Shenzhen Energy Group Co Ltd [74.3%]; Xinjiang Bayin state-owned Management and Operation Limited Corp [12.0%]; Xinjiang Bayingoleng Mongolian Autonomous Prefecture Finance and Investment Management Center [7.0%]; unknown [3.7%]; Xinjiang Keda Construction Co Ltd [3.0%] | 41.6642 | 86.2632 | L100000101678 | G100000103348 | https://www.gem.wiki/Shenneng_Korla_power_station | Global Coal Plant Tracker - January 2026 | yes | GEM Heat rate (Btu/kWh) ÷ 1000 | 热耗率来自GEM；其余运行参数继承参考Generators_data.csv的煤电设定
2935 | XJ | 5 | 新疆 | Bayin'gholin | Korla | 深能库尔勒发电厂 | Shenneng Korla power station | Unit 2 | 煤电 | supercritical | 350 | operating | 2017 | Guodian Korla Power Generation Co Ltd [100%] | Shenzhen Energy Group Co Ltd [74.3%]; Xinjiang Bayin state-owned Management and Operation Limited Corp [12.0%]; Xinjiang Bayingoleng Mongolian Autonomous Prefecture Finance and Investment Management Center [7.0%]; unknown [3.7%]; Xinjiang Keda Construction Co Ltd [3.0%] | 41.6642 | 86.2632 | L100000101678 | G100000103349 | https://www.gem.wiki/Shenneng_Korla_power_station | Global Coal Plant Tracker - January 2026 | yes | GEM Heat rate (Btu/kWh) ÷ 1000 | 热耗率来自GEM；其余运行参数继承参考Generators_data.csv的煤电设定
2936 | XJ | 5 | 新疆 | Shihezi City | Shihezi | 天富集团石河子天富热电公司天河热电厂 | Shihezi Tianhe power station | Unit 1 | 煤电 | subcritical | 330 | operating | 2012 | Tianhe Thermal Power Branch of Xinjiang Tianfu Energy Co Ltd [100%] | Xinjiang Tianfu Energy Co Ltd [100.0%] | 44.4414 | 86.0997 | L100000101679 | G100000109259 | https://www.gem.wiki/Shihezi_Tianhe_power_station | Global Coal Plant Tracker - January 2026 | yes | GEM Heat rate (Btu/kWh) ÷ 1000 | 热耗率来自GEM；其余运行参数继承参考Generators_data.csv的煤电设定
2937 | XJ | 5 | 新疆 | Shihezi City | Shihezi | 天富集团石河子天富热电公司天河热电厂 | Shihezi Tianhe power station | Unit 2 | 煤电 | subcritical | 330 | operating | 2012 | Tianhe Thermal Power Branch of Xinjiang Tianfu Energy Co Ltd [100%] | Xinjiang Tianfu Energy Co Ltd [100.0%] | 44.4414 | 86.0997 | L100000101679 | G100000109260 | https://www.gem.wiki/Shihezi_Tianhe_power_station | Global Coal Plant Tracker - January 2026 | yes | GEM Heat rate (Btu/kWh) ÷ 1000 | 热耗率来自GEM；其余运行参数继承参考Generators_data.csv的煤电设定
2938 | XJ | 5 | 新疆 | Changji | Zhundong | 天池能源昌吉热电 | Tianchi Changji cogen power station | Unit 1 | 煤电 | supercritical | 350 | operating | 2017 | Xinjiang Tianchi Energy Co Ltd [100%] | TBEA Co Ltd [85.8%]; Xinjiang Joinworld Co Ltd [14.2%] | 44.0044 | 87.172 | L100000101681 | G100000110094 | https://www.gem.wiki/Tianchi_Changji_cogen_power_station | Global Coal Plant Tracker - January 2026 | yes | GEM Heat rate (Btu/kWh) ÷ 1000 | 热耗率来自GEM；其余运行参数继承参考Generators_data.csv的煤电设定
2939 | XJ | 5 | 新疆 | Changji | Zhundong | 天池能源昌吉热电 | Tianchi Changji cogen power station | Unit 2 | 煤电 | supercritical | 350 | operating | 2017 | Xinjiang Tianchi Energy Co Ltd [100%] | TBEA Co Ltd [85.8%]; Xinjiang Joinworld Co Ltd [14.2%] | 44.0044 | 87.172 | L100000101681 | G100000110095 | https://www.gem.wiki/Tianchi_Changji_cogen_power_station | Global Coal Plant Tracker - January 2026 | yes | GEM Heat rate (Btu/kWh) ÷ 1000 | 热耗率来自GEM；其余运行参数继承参考Generators_data.csv的煤电设定
2940 | XJ | 5 | 新疆 | Changji | Zhundong | 天池能源昌吉热电 | Tianchi Changji cogen power station | Unit 3 | 煤电 | ultra-supercritical | 660 | operating | 2025 | Xinjiang Tianchi Energy Co Ltd [100%] | TBEA Co Ltd [85.8%]; Xinjiang Joinworld Co Ltd [14.2%] | 44.0044 | 87.172 | L100000101681 | G100000115649 | https://www.gem.wiki/Tianchi_Changji_cogen_power_station | Global Coal Plant Tracker - January 2026 | yes | GEM Heat rate (Btu/kWh) ÷ 1000 | 热耗率来自GEM；其余运行参数继承参考Generators_data.csv的煤电设定
2941 | XJ | 5 | 新疆 | Changji | Zhundong | 天池能源昌吉热电 | Tianchi Changji cogen power station | Unit 4 | 煤电 | ultra-supercritical | 660 | operating | 2024 | Xinjiang Tianchi Energy Co Ltd [100%] | TBEA Co Ltd [85.8%]; Xinjiang Joinworld Co Ltd [14.2%] | 44.0044 | 87.172 | L100000101681 | G100000115650 | https://www.gem.wiki/Tianchi_Changji_cogen_power_station | Global Coal Plant Tracker - January 2026 | yes | GEM Heat rate (Btu/kWh) ÷ 1000 | 热耗率来自GEM；其余运行参数继承参考Generators_data.csv的煤电设定
2942 | XJ | 5 | 新疆 | Changji | Jimsar | 天池能源准东五彩湾北一电厂 | Tianchi Energy Zhundong Wucaiwan power station | Unit 1 | 煤电 | ultra-supercritical | 660 | operating | 2019 | Huadian Xinjiang Wucaiwan Beiyi Power Generation Co Ltd [100%] | China Huadian Corp Ltd [100.0%] | 44.8524 | 89.1959 | L100000101682 | G100000110096 | https://www.gem.wiki/Tianchi_Energy_Zhundong_Wucaiwan_power_station | Global Coal Plant Tracker - January 2026 |  | GEM Heat rate (Btu/kWh) ÷ 1000 | 热耗率来自GEM；其余运行参数继承参考Generators_data.csv的煤电设定
2943 | XJ | 5 | 新疆 | Changji | Jimsar | 天池能源准东五彩湾北一电厂 | Tianchi Energy Zhundong Wucaiwan power station | Unit 2 | 煤电 | ultra-supercritical | 660 | operating | 2019 | Huadian Xinjiang Wucaiwan Beiyi Power Generation Co Ltd [100%] | China Huadian Corp Ltd [100.0%] | 44.8524 | 89.1959 | L100000101682 | G100000110097 | https://www.gem.wiki/Tianchi_Energy_Zhundong_Wucaiwan_power_station | Global Coal Plant Tracker - January 2026 |  | GEM Heat rate (Btu/kWh) ÷ 1000 | 热耗率来自GEM；其余运行参数继承参考Generators_data.csv的煤电设定
2944 | XJ | 5 | 新疆 | Changji | Jimsar | 天池能源准东五彩湾北一电厂 | Tianchi Energy Zhundong Wucaiwan power station | Unit 3 | 煤电 | ultra-supercritical | 660 | operating | 2019 | Huadian Xinjiang Wucaiwan Beiyi Power Generation Co Ltd [100%] | China Huadian Corp Ltd [100.0%] | 44.8524 | 89.1959 | L100000101682 | G100000112929 | https://www.gem.wiki/Tianchi_Energy_Zhundong_Wucaiwan_power_station | Global Coal Plant Tracker - January 2026 |  | GEM Heat rate (Btu/kWh) ÷ 1000 | 热耗率来自GEM；其余运行参数继承参考Generators_data.csv的煤电设定
2945 | XJ | 5 | 新疆 | Changji | Jimsar | 天池能源准东五彩湾北一电厂 | Tianchi Energy Zhundong Wucaiwan power station | Unit 4 | 煤电 | ultra-supercritical | 660 | operating | 2019 | Huadian Xinjiang Wucaiwan Beiyi Power Generation Co Ltd [100%] | China Huadian Corp Ltd [100.0%] | 44.8524 | 89.1959 | L100000101682 | G100000112930 | https://www.gem.wiki/Tianchi_Energy_Zhundong_Wucaiwan_power_station | Global Coal Plant Tracker - January 2026 |  | GEM Heat rate (Btu/kWh) ÷ 1000 | 热耗率来自GEM；其余运行参数继承参考Generators_data.csv的煤电设定
2946 | XJ | 5 | 新疆 | Northern Shihezi City | Shihezi | 天富集团石河子天富北发电厂 | Tianfu North power station | Unit 1 | 煤电 | ultra-supercritical | 660 | operating | 2017 | Tianhe Thermal Power Branch of Xinjiang Tianfu Energy Co Ltd [100%] | Xinjiang Tianfu Energy Co Ltd [100.0%] | 44.4408 | 86.094 | L100000101684 | G100000110100 | https://www.gem.wiki/Tianfu_North_power_station | Global Coal Plant Tracker - January 2026 | yes | GEM Heat rate (Btu/kWh) ÷ 1000 | 热耗率来自GEM；其余运行参数继承参考Generators_data.csv的煤电设定
2947 | XJ | 5 | 新疆 | Northern Shihezi City | Shihezi | 天富集团石河子天富北发电厂 | Tianfu North power station | Unit 2 | 煤电 | ultra-supercritical | 660 | operating | 2017 | Tianhe Thermal Power Branch of Xinjiang Tianfu Energy Co Ltd [100%] | Xinjiang Tianfu Energy Co Ltd [100.0%] | 44.4408 | 86.094 | L100000101684 | G100000110101 | https://www.gem.wiki/Tianfu_North_power_station | Global Coal Plant Tracker - January 2026 | yes | GEM Heat rate (Btu/kWh) ÷ 1000 | 热耗率来自GEM；其余运行参数继承参考Generators_data.csv的煤电设定
2948 | XJ | 5 | 新疆 | Shihutan | Shihezi | 天富集团石河子十户滩热电 | Tianfu Shihutan cogen power station | Unit 1 | 煤电 | unknown | 50 | operating | 2011 | Shihezi Tianfu Rural Power Co Ltd [100%] | Xinjiang Tianfu Energy Co Ltd [100.0%] | 44.585 | 86.0737 | L100000101685 | G100000113691 | https://www.gem.wiki/Tianfu_Shihutan_cogen_power_station | Global Coal Plant Tracker - January 2026 | yes | GEM Heat rate (Btu/kWh) ÷ 1000 | 热耗率来自GEM；其余运行参数继承参考Generators_data.csv的煤电设定
2949 | XJ | 5 | 新疆 | Shihutan | Shihezi | 天富集团石河子十户滩热电 | Tianfu Shihutan cogen power station | Unit 2 | 煤电 | unknown | 50 | operating | 2011 | Shihezi Tianfu Rural Power Co Ltd [100%] | Xinjiang Tianfu Energy Co Ltd [100.0%] | 44.585 | 86.0737 | L100000101685 | G100000113692 | https://www.gem.wiki/Tianfu_Shihutan_cogen_power_station | Global Coal Plant Tracker - January 2026 | yes | GEM Heat rate (Btu/kWh) ÷ 1000 | 热耗率来自GEM；其余运行参数继承参考Generators_data.csv的煤电设定
2950 | XJ | 5 | 新疆 | Shihezi City | Shihezi | 天富集团石河子天富南热电 | Tianfu South power station | Phase II Unit 3 | 煤电 | subcritical | 330 | operating | 2014 | Shihezi Tianfunan Thermoelectricity Co Ltd [100%] | Xinjiang Tianfu Energy Co Ltd [75.0%]; First Energy Industrial [25.0%] | 44.2587 | 86.108 | L100000101686 | G100000110104 | https://www.gem.wiki/Tianfu_South_power_station | Global Coal Plant Tracker - January 2026 | yes | GEM Heat rate (Btu/kWh) ÷ 1000 | 热耗率来自GEM；其余运行参数继承参考Generators_data.csv的煤电设定
2951 | XJ | 5 | 新疆 | Shihezi City | Shihezi | 天富集团石河子天富南热电 | Tianfu South power station | Phase II Unit 4 | 煤电 | subcritical | 330 | operating | 2014 | Shihezi Tianfunan Thermoelectricity Co Ltd [100%] | Xinjiang Tianfu Energy Co Ltd [75.0%]; First Energy Industrial [25.0%] | 44.2587 | 86.108 | L100000101686 | G100000110105 | https://www.gem.wiki/Tianfu_South_power_station | Global Coal Plant Tracker - January 2026 | yes | GEM Heat rate (Btu/kWh) ÷ 1000 | 热耗率来自GEM；其余运行参数继承参考Generators_data.csv的煤电设定
2952 | XJ | 5 | 新疆 | Changji | Fukang | 天龙矿业新疆阜康电解铝项目自备电厂 | Tianlong Mining Fukang Smelting power station | Unit 5 | 煤电 | subcritical | 200 | operating | 2013 | Xinjiang Tianlong Mining Co Ltd [100%] | Xinjiang Investment Development (Group) Co Ltd [47.8%]; Fukang Tianlong Industry Development Co Ltd [25.7%]; Zijin Mining Group Co Ltd [17.2%]; unknown [9.3%] | 44.0998 | 88.3733 | L100000101688 | G100000110131 | https://www.gem.wiki/Tianlong_Mining_Fukang_Smelting_power_station | Global Coal Plant Tracker - January 2026 | yes | GEM Heat rate (Btu/kWh) ÷ 1000 | 热耗率来自GEM；其余运行参数继承参考Generators_data.csv的煤电设定
2953 | XJ | 5 | 新疆 | Changji | Fukang | 天龙矿业新疆阜康电解铝项目自备电厂 | Tianlong Mining Fukang Smelting power station | Unit 6 | 煤电 | subcritical | 200 | operating | 2013 | Xinjiang Tianlong Mining Co Ltd [100%] | Xinjiang Investment Development (Group) Co Ltd [47.8%]; Fukang Tianlong Industry Development Co Ltd [25.7%]; Zijin Mining Group Co Ltd [17.2%]; unknown [9.3%] | 44.0998 | 88.3733 | L100000101688 | G100000110132 | https://www.gem.wiki/Tianlong_Mining_Fukang_Smelting_power_station | Global Coal Plant Tracker - January 2026 | yes | GEM Heat rate (Btu/kWh) ÷ 1000 | 热耗率来自GEM；其余运行参数继承参考Generators_data.csv的煤电设定
2954 | XJ | 5 | 新疆 | Changji | Qitai | 新疆天山电力奇台热电联产项目 | Tianshan Qitai power station | Unit 1 | 煤电 | supercritical | 350 | operating | 2016 | Xinjiang Tiandian Qitai Energy Co Ltd [100%] | Beijing Xinneng Jiahua Technology Development Co Ltd [53.3%]; unknown [11.4%]; Xinjiang Juneng Shareholder Investment Co Ltd [11.3%]; Xinjiang Investment Development (Group) Co Ltd [9.7%]; China Cinda Asset Management Co Ltd [7.3%]; Xinda Capital (Tianjin) Equity Investment Partnership LP [7.0%] | 44.0516 | 89.6509 | L100000101689 | G100000110135 | https://www.gem.wiki/Tianshan_Qitai_power_station | Global Coal Plant Tracker - January 2026 | yes | GEM Heat rate (Btu/kWh) ÷ 1000 | 热耗率来自GEM；其余运行参数继承参考Generators_data.csv的煤电设定
2955 | XJ | 5 | 新疆 | Changji | Qitai | 新疆天山电力奇台热电联产项目 | Tianshan Qitai power station | Unit 2 | 煤电 | supercritical | 350 | operating | 2016 | Xinjiang Tiandian Qitai Energy Co Ltd [100%] | Beijing Xinneng Jiahua Technology Development Co Ltd [53.3%]; unknown [11.4%]; Xinjiang Juneng Shareholder Investment Co Ltd [11.3%]; Xinjiang Investment Development (Group) Co Ltd [9.7%]; China Cinda Asset Management Co Ltd [7.3%]; Xinda Capital (Tianjin) Equity Investment Partnership LP [7.0%] | 44.0516 | 89.6509 | L100000101689 | G100000110136 | https://www.gem.wiki/Tianshan_Qitai_power_station | Global Coal Plant Tracker - January 2026 | yes | GEM Heat rate (Btu/kWh) ÷ 1000 | 热耗率来自GEM；其余运行参数继承参考Generators_data.csv的煤电设定
2956 | XJ | 5 | 新疆 | Shihezi City | Shihezi | 新疆天业自备电厂 | Tianye power station | Unit 11 | 煤电 | subcritical | 300 | operating | 2010 | Tianwei Chemical Co Ltd [100%] | Xinjiang Tianye Co Ltd [100.0%] | 44.3574 | 86.044 | L100000101690 | G100000110145 | https://www.gem.wiki/Tianye_power_station | Global Coal Plant Tracker - January 2026 | yes | GEM Heat rate (Btu/kWh) ÷ 1000 | 热耗率来自GEM；其余运行参数继承参考Generators_data.csv的煤电设定
2957 | XJ | 5 | 新疆 | Shihezi City | Shihezi | 新疆天业自备电厂 | Tianye power station | Unit 12 | 煤电 | subcritical | 300 | operating | 2011 | Tianwei Chemical Co Ltd [100%] | Xinjiang Tianye Co Ltd [100.0%] | 44.3574 | 86.044 | L100000101690 | G100000110146 | https://www.gem.wiki/Tianye_power_station | Global Coal Plant Tracker - January 2026 | yes | GEM Heat rate (Btu/kWh) ÷ 1000 | 热耗率来自GEM；其余运行参数继承参考Generators_data.csv的煤电设定
2958 | XJ | 5 | 新疆 | Shihezi City | Shihezi | 新疆天业自备电厂 | Tianye power station | Unit 13 | 煤电 | subcritical | 330 | operating | 2014 | Tianwei Chemical Co Ltd [100%] | Xinjiang Tianye Co Ltd [100.0%] | 44.3574 | 86.044 | L100000101690 | G100000110147 | https://www.gem.wiki/Tianye_power_station | Global Coal Plant Tracker - January 2026 | yes | GEM Heat rate (Btu/kWh) ÷ 1000 | 热耗率来自GEM；其余运行参数继承参考Generators_data.csv的煤电设定
2959 | XJ | 5 | 新疆 | Shihezi City | Shihezi | 新疆天业自备电厂 | Tianye power station | Unit 14 | 煤电 | subcritical | 330 | operating | 2014 | Tianwei Chemical Co Ltd [100%] | Xinjiang Tianye Co Ltd [100.0%] | 44.3574 | 86.044 | L100000101690 | G100000110148 | https://www.gem.wiki/Tianye_power_station | Global Coal Plant Tracker - January 2026 | yes | GEM Heat rate (Btu/kWh) ÷ 1000 | 热耗率来自GEM；其余运行参数继承参考Generators_data.csv的煤电设定
2960 | XJ | 5 | 新疆 | Turpan | Toksun | 新疆中泰化学圣雄能源托克逊工业园自备电厂 | Toksun Mahatma power station | Phase I Unit 1 | 煤电 | subcritical | 300 | operating | 2012 | Xinjiang Shengxiong Energy Resource Co Ltd [100%] | unknown [67.4%]; Xinjiang Zhongtai Chenical Co Ltd [18.6%]; Xinjiang Everbright Financial Holding Tianshan Equity Investment Co Ltd [7.8%]; Shenzhen Hengze Glory Financial Holding Co Ltd [6.3%] | 42.8246 | 87.915 | L100000101692 | G100000110213 | https://www.gem.wiki/Toksun_Mahatma_power_station | Global Coal Plant Tracker - January 2026 | yes | GEM Heat rate (Btu/kWh) ÷ 1000 | 热耗率来自GEM；其余运行参数继承参考Generators_data.csv的煤电设定
2961 | XJ | 5 | 新疆 | Turpan | Toksun | 新疆中泰化学圣雄能源托克逊工业园自备电厂 | Toksun Mahatma power station | Phase I Unit 2 | 煤电 | subcritical | 300 | operating | 2013 | Xinjiang Shengxiong Energy Resource Co Ltd [100%] | unknown [67.4%]; Xinjiang Zhongtai Chenical Co Ltd [18.6%]; Xinjiang Everbright Financial Holding Tianshan Equity Investment Co Ltd [7.8%]; Shenzhen Hengze Glory Financial Holding Co Ltd [6.3%] | 42.8246 | 87.915 | L100000101692 | G100000110214 | https://www.gem.wiki/Toksun_Mahatma_power_station | Global Coal Plant Tracker - January 2026 | yes | GEM Heat rate (Btu/kWh) ÷ 1000 | 热耗率来自GEM；其余运行参数继承参考Generators_data.csv的煤电设定
2962 | XJ | 5 | 新疆 | Tumxuk city | Tumxuk | 新疆兵团农三师电力公司图木舒克热电厂 | Tumxuk power station | Unit 1-1 | 煤电 | subcritical | 50 | operating | 2011 | Xinjiang Jintai Electric Power Co Ltd [100%] | Xinjiang Production and Construction Corps Electric Power Group Co Ltd [54.1%]; Tumushuke City Urban Construction Investment Operation Co Ltd [41.1%]; Agricultural Development Bank of China [2.7%]; unknown [2.1%] | 39.8959 | 78.9679 | L100000101693 | G100000110355 | https://www.gem.wiki/Tumxuk_power_station | Global Coal Plant Tracker - January 2026 | yes | GEM Heat rate (Btu/kWh) ÷ 1000 | 热耗率来自GEM；其余运行参数继承参考Generators_data.csv的煤电设定
2963 | XJ | 5 | 新疆 | Tumxuk city | Tumxuk | 新疆兵团农三师电力公司图木舒克热电厂 | Tumxuk power station | Unit 1-2 | 煤电 | subcritical | 50 | operating | 2011 | Xinjiang Jintai Electric Power Co Ltd [100%] | Xinjiang Production and Construction Corps Electric Power Group Co Ltd [54.1%]; Tumushuke City Urban Construction Investment Operation Co Ltd [41.1%]; Agricultural Development Bank of China [2.7%]; unknown [2.1%] | 39.8959 | 78.9679 | L100000101693 | G100000110356 | https://www.gem.wiki/Tumxuk_power_station | Global Coal Plant Tracker - January 2026 | yes | GEM Heat rate (Btu/kWh) ÷ 1000 | 热耗率来自GEM；其余运行参数继承参考Generators_data.csv的煤电设定
2964 | XJ | 5 | 新疆 | Tumxuk city | Tumxuk | 新疆兵团农三师电力公司图木舒克热电厂 | Tumxuk power station | Unit 2-1 | 煤电 | supercritical | 350 | operating | 2017 | Xinjiang Jintai Electric Power Co Ltd [100%] | Xinjiang Production and Construction Corps Electric Power Group Co Ltd [54.1%]; Tumushuke City Urban Construction Investment Operation Co Ltd [41.1%]; Agricultural Development Bank of China [2.7%]; unknown [2.1%] | 39.8959 | 78.9679 | L100000101693 | G100000112453 | https://www.gem.wiki/Tumxuk_power_station | Global Coal Plant Tracker - January 2026 | yes | GEM Heat rate (Btu/kWh) ÷ 1000 | 热耗率来自GEM；其余运行参数继承参考Generators_data.csv的煤电设定
2965 | XJ | 5 | 新疆 | Tumxuk city | Tumxuk | 新疆兵团农三师电力公司图木舒克热电厂 | Tumxuk power station | Unit 2-2 | 煤电 | supercritical | 350 | operating | 2017 | Xinjiang Jintai Electric Power Co Ltd [100%] | Xinjiang Production and Construction Corps Electric Power Group Co Ltd [54.1%]; Tumushuke City Urban Construction Investment Operation Co Ltd [41.1%]; Agricultural Development Bank of China [2.7%]; unknown [2.1%] | 39.8959 | 78.9679 | L100000101693 | G100000112454 | https://www.gem.wiki/Tumxuk_power_station | Global Coal Plant Tracker - January 2026 | yes | GEM Heat rate (Btu/kWh) ÷ 1000 | 热耗率来自GEM；其余运行参数继承参考Generators_data.csv的煤电设定
2966 | XJ | 5 | 新疆 | Ürümqi | Midong (Dongshan) | 中石油乌鲁木齐石化发电厂 | Urumqi Petrochemical power station | Unit 3 | 煤电 | subcritical | 100 | operating | 1997 | CNPC Urumqi Petrochemical Co Ltd [100%] | China National Petroleum Corp [100.0%] | 43.9702 | 87.7219 | L100000101694 | G100000110501 | https://www.gem.wiki/Urumqi_Petrochemical_power_station | Global Coal Plant Tracker - January 2026 | yes | GEM Heat rate (Btu/kWh) ÷ 1000 | 热耗率来自GEM；其余运行参数继承参考Generators_data.csv的煤电设定
2967 | XJ | 5 | 新疆 | Changji | Qitai | 皖能新疆江布电厂 | Wanneng Jiangbu power station | Unit 1 | 煤电 | ultra-supercritical | 660 | operating | 2023 | Xinjiang Lu'an GCL Zhundong Energy Co Ltd [100%] | An Hui Wenergy Co Ltd [53.0%]; Shaanxi ENERGY Investment Co Ltd [46.0%]; unknown [1.0%] | 44.7026 | 89.6784 | L100000101665 | G100000106436 | https://www.gem.wiki/Wanneng_Jiangbu_power_station | Global Coal Plant Tracker - January 2026 |  | GEM Heat rate (Btu/kWh) ÷ 1000 | 热耗率来自GEM；其余运行参数继承参考Generators_data.csv的煤电设定
2968 | XJ | 5 | 新疆 | Changji | Qitai | 皖能新疆江布电厂 | Wanneng Jiangbu power station | Unit 2 | 煤电 | ultra-supercritical | 660 | operating | 2023 | Xinjiang Lu'an GCL Zhundong Energy Co Ltd [100%] | An Hui Wenergy Co Ltd [53.0%]; Shaanxi ENERGY Investment Co Ltd [46.0%]; unknown [1.0%] | 44.7026 | 89.6784 | L100000101665 | G100000106437 | https://www.gem.wiki/Wanneng_Jiangbu_power_station | Global Coal Plant Tracker - January 2026 |  | GEM Heat rate (Btu/kWh) ÷ 1000 | 热耗率来自GEM；其余运行参数继承参考Generators_data.csv的煤电设定
2969 | XJ | 5 | 新疆 | Changji | Jimsar | 国家电投中煤能源新疆准东五彩湾北二电厂 | Wucaiwan Bei'er power station | Unit 1 | 煤电 | ultra-supercritical | 660 | operating | 2020 | Xinjiang Zhundong Wucaiwan Beier Power Plant Co Ltd [100%] | State Power Investment Corp Ltd [34.0%]; China Coal Energy Co Ltd [30.0%]; Xinjiang Shihezi Development Zone Economic Construction Corp [20.0%]; Xinjiang Investment Development (Group) Co Ltd [16.0%] | 44.8389 | 89.1909 | L100000101696 | G100000110976 | https://www.gem.wiki/Wucaiwan_Bei'er_power_station | Global Coal Plant Tracker - January 2026 |  | GEM Heat rate (Btu/kWh) ÷ 1000 | 热耗率来自GEM；其余运行参数继承参考Generators_data.csv的煤电设定
2970 | XJ | 5 | 新疆 | Changji | Jimsar | 国家电投中煤能源新疆准东五彩湾北二电厂 | Wucaiwan Bei'er power station | Unit 2 | 煤电 | ultra-supercritical | 660 | operating | 2020 | Xinjiang Zhundong Wucaiwan Beier Power Plant Co Ltd [100%] | State Power Investment Corp Ltd [34.0%]; China Coal Energy Co Ltd [30.0%]; Xinjiang Shihezi Development Zone Economic Construction Corp [20.0%]; Xinjiang Investment Development (Group) Co Ltd [16.0%] | 44.8389 | 89.1909 | L100000101696 | G100000110977 | https://www.gem.wiki/Wucaiwan_Bei'er_power_station | Global Coal Plant Tracker - January 2026 |  | GEM Heat rate (Btu/kWh) ÷ 1000 | 热耗率来自GEM；其余运行参数继承参考Generators_data.csv的煤电设定
2971 | XJ | 5 | 新疆 | Changji | Jimsar | 国家电投中煤能源新疆准东五彩湾北二电厂 | Wucaiwan Bei'er power station | Unit 3 | 煤电 | ultra-supercritical | 660 | operating | 2019 | Xinjiang Zhundong Wucaiwan Beier Power Plant Co Ltd [100%] | State Power Investment Corp Ltd [34.0%]; China Coal Energy Co Ltd [30.0%]; Xinjiang Shihezi Development Zone Economic Construction Corp [20.0%]; Xinjiang Investment Development (Group) Co Ltd [16.0%] | 44.8389 | 89.1909 | L100000101696 | G100000112913 | https://www.gem.wiki/Wucaiwan_Bei'er_power_station | Global Coal Plant Tracker - January 2026 |  | GEM Heat rate (Btu/kWh) ÷ 1000 | 热耗率来自GEM；其余运行参数继承参考Generators_data.csv的煤电设定
2972 | XJ | 5 | 新疆 | Changji | Jimsar | 国家电投中煤能源新疆准东五彩湾北二电厂 | Wucaiwan Bei'er power station | Unit 4 | 煤电 | ultra-supercritical | 660 | operating | 2019 | Xinjiang Zhundong Wucaiwan Beier Power Plant Co Ltd [100%] | State Power Investment Corp Ltd [34.0%]; China Coal Energy Co Ltd [30.0%]; Xinjiang Shihezi Development Zone Economic Construction Corp [20.0%]; Xinjiang Investment Development (Group) Co Ltd [16.0%] | 44.8389 | 89.1909 | L100000101696 | G100000112914 | https://www.gem.wiki/Wucaiwan_Bei'er_power_station | Global Coal Plant Tracker - January 2026 |  | GEM Heat rate (Btu/kWh) ÷ 1000 | 热耗率来自GEM；其余运行参数继承参考Generators_data.csv的煤电设定
2973 | XJ | 5 | 新疆 | Wutong Town | Wujiaqu | 信发农六师煤电公司五家渠发电厂 | Wujiaqu power station | Phase I Unit 1 | 煤电 | supercritical | 360 | operating | 2011 | Xinjiang Sixth Agricultural Division Coal Power Co Ltd [100%] | Ningbo Zhundong Enterprise Management Partnership LP [49.0%]; Chiping Xinyou Enterprise Management Co Ltd [38.2%]; Dongfang Energy (Hong Kong) International Trading [12.8%] | 44.2689 | 87.6879 | L100000101697 | G100000111001 | https://www.gem.wiki/Wujiaqu_power_station | Global Coal Plant Tracker - January 2026 |  | GEM Heat rate (Btu/kWh) ÷ 1000 | 热耗率来自GEM；其余运行参数继承参考Generators_data.csv的煤电设定
2974 | XJ | 5 | 新疆 | Wutong Town | Wujiaqu | 信发农六师煤电公司五家渠发电厂 | Wujiaqu power station | Phase I Unit 2 | 煤电 | supercritical | 360 | operating | 2011 | Xinjiang Sixth Agricultural Division Coal Power Co Ltd [100%] | Ningbo Zhundong Enterprise Management Partnership LP [49.0%]; Chiping Xinyou Enterprise Management Co Ltd [38.2%]; Dongfang Energy (Hong Kong) International Trading [12.8%] | 44.2689 | 87.6879 | L100000101697 | G100000111002 | https://www.gem.wiki/Wujiaqu_power_station | Global Coal Plant Tracker - January 2026 |  | GEM Heat rate (Btu/kWh) ÷ 1000 | 热耗率来自GEM；其余运行参数继承参考Generators_data.csv的煤电设定
2975 | XJ | 5 | 新疆 | Wutong Town | Wujiaqu | 信发农六师煤电公司五家渠发电厂 | Wujiaqu power station | Phase I Unit 3 | 煤电 | supercritical | 360 | operating | 2011 | Xinjiang Sixth Agricultural Division Coal Power Co Ltd [100%] | Ningbo Zhundong Enterprise Management Partnership LP [49.0%]; Chiping Xinyou Enterprise Management Co Ltd [38.2%]; Dongfang Energy (Hong Kong) International Trading [12.8%] | 44.2689 | 87.6879 | L100000101697 | G100000111003 | https://www.gem.wiki/Wujiaqu_power_station | Global Coal Plant Tracker - January 2026 |  | GEM Heat rate (Btu/kWh) ÷ 1000 | 热耗率来自GEM；其余运行参数继承参考Generators_data.csv的煤电设定
2976 | XJ | 5 | 新疆 | Wutong Town | Wujiaqu | 信发农六师煤电公司五家渠发电厂 | Wujiaqu power station | Phase I Unit 4 | 煤电 | supercritical | 360 | operating | 2012 | Xinjiang Sixth Agricultural Division Coal Power Co Ltd [100%] | Ningbo Zhundong Enterprise Management Partnership LP [49.0%]; Chiping Xinyou Enterprise Management Co Ltd [38.2%]; Dongfang Energy (Hong Kong) International Trading [12.8%] | 44.2689 | 87.6879 | L100000101697 | G100000111004 | https://www.gem.wiki/Wujiaqu_power_station | Global Coal Plant Tracker - January 2026 |  | GEM Heat rate (Btu/kWh) ÷ 1000 | 热耗率来自GEM；其余运行参数继承参考Generators_data.csv的煤电设定
2977 | XJ | 5 | 新疆 | Wutong Town | Wujiaqu | 信发农六师煤电公司五家渠发电厂 | Wujiaqu power station | Phase II Unit 5 | 煤电 | ultra-supercritical | 1100 | operating | 2014 | Xinjiang Sixth Agricultural Division Coal Power Co Ltd [100%] | Ningbo Zhundong Enterprise Management Partnership LP [49.0%]; Chiping Xinyou Enterprise Management Co Ltd [38.2%]; Dongfang Energy (Hong Kong) International Trading [12.8%] | 44.2689 | 87.6879 | L100000101697 | G100000111005 | https://www.gem.wiki/Wujiaqu_power_station | Global Coal Plant Tracker - January 2026 |  | GEM Heat rate (Btu/kWh) ÷ 1000 | 热耗率来自GEM；其余运行参数继承参考Generators_data.csv的煤电设定
2978 | XJ | 5 | 新疆 | Wutong Town | Wujiaqu | 信发农六师煤电公司五家渠发电厂 | Wujiaqu power station | Phase II Unit 6 | 煤电 | ultra-supercritical | 1100 | operating | 2015 | Xinjiang Sixth Agricultural Division Coal Power Co Ltd [100%] | Ningbo Zhundong Enterprise Management Partnership LP [49.0%]; Chiping Xinyou Enterprise Management Co Ltd [38.2%]; Dongfang Energy (Hong Kong) International Trading [12.8%] | 44.2689 | 87.6879 | L100000101697 | G100000111006 | https://www.gem.wiki/Wujiaqu_power_station | Global Coal Plant Tracker - January 2026 |  | GEM Heat rate (Btu/kWh) ÷ 1000 | 热耗率来自GEM；其余运行参数继承参考Generators_data.csv的煤电设定
2979 | XJ | 5 | 新疆 | Ili | Wusu | 国家电投乌苏热电 | Wusu power station | Phase I Unit 1 | 煤电 | subcritical | 300 | operating | 2011 | Huadian Xinjiang Wusu Energy Co Ltd [100%] | China Huadian Corp Ltd [67.9%]; State Power Investment Corp Ltd [21.8%]; Xinjiang Investment Development (Group) Co Ltd [10.3%] | 44.4363 | 84.7605 | L100000101608 | G100000112455 | https://www.gem.wiki/Wusu_power_station | Global Coal Plant Tracker - January 2026 | yes | GEM Heat rate (Btu/kWh) ÷ 1000 | 热耗率来自GEM；其余运行参数继承参考Generators_data.csv的煤电设定
2980 | XJ | 5 | 新疆 | Ili | Wusu | 国家电投乌苏热电 | Wusu power station | Phase I Unit 2 | 煤电 | subcritical | 300 | operating | 2011 | Huadian Xinjiang Wusu Energy Co Ltd [100%] | China Huadian Corp Ltd [67.9%]; State Power Investment Corp Ltd [21.8%]; Xinjiang Investment Development (Group) Co Ltd [10.3%] | 44.4363 | 84.7605 | L100000101608 | G100000112456 | https://www.gem.wiki/Wusu_power_station | Global Coal Plant Tracker - January 2026 | yes | GEM Heat rate (Btu/kWh) ÷ 1000 | 热耗率来自GEM；其余运行参数继承参考Generators_data.csv的煤电设定
2981 | XJ | 5 | 新疆 | Changji Hui Autonomous Prefecture | Jimsar County | 兵团准东产业园信发集团新疆公司2×60万千瓦煤电机组项目, 新疆兵准信泓2×600兆瓦高效超超临界空冷抽凝式发电机组 | Xinjiang Bingzhun Xinhong power station | Unit 1 | 煤电 | ultra-supercritical | 600 | operating | 2025 | Xinjiang Bingzhun Xinhong Energy Co Ltd | Xinjiang Bingzhun Xinhong Energy Co Ltd | 44.7337 | 89.0926 | L100001019566 | G100001022141 | https://www.gem.wiki/Xinjiang_Bingzhun_Xinhong_power_station | Global Coal Plant Tracker - January 2026 |  | GEM Heat rate (Btu/kWh) ÷ 1000 | 热耗率来自GEM；其余运行参数继承参考Generators_data.csv的煤电设定
2982 | XJ | 5 | 新疆 | Changji Hui Autonomous Prefecture | Jimsar County | 兵团准东产业园信发集团新疆公司2×60万千瓦煤电机组项目, 新疆兵准信泓2×600兆瓦高效超超临界空冷抽凝式发电机组 | Xinjiang Bingzhun Xinhong power station | Unit 2 | 煤电 | ultra-supercritical | 600 | operating | 2025 | Xinjiang Bingzhun Xinhong Energy Co Ltd | Xinjiang Bingzhun Xinhong Energy Co Ltd | 44.7337 | 89.0926 | L100001019566 | G100001022142 | https://www.gem.wiki/Xinjiang_Bingzhun_Xinhong_power_station | Global Coal Plant Tracker - January 2026 |  | GEM Heat rate (Btu/kWh) ÷ 1000 | 热耗率来自GEM；其余运行参数继承参考Generators_data.csv的煤电设定
2983 | XJ | 5 | 新疆 | Ili | Kuitun | 新疆奎屯艾斯米尔钢铁有限公司自备电厂 | Xinjiang Esmill Iron & Steel captive power station | -- | 煤电 | subcritical | 30 | operating | 2011 | Xinjiang Asmare Mangnese Alloy Co Ltd [100%] | natural person(s) [63.6%]; Wujiaqu Xinken Commercial & Trading Co Ltd [36.4%] | 44.4045 | 84.9634 | L100000104474 | G100000113948 | https://www.gem.wiki/Xinjiang_Esmill_Iron_%26_Steel_captive_power_station | Global Coal Plant Tracker - January 2026 | yes | GEM Heat rate (Btu/kWh) ÷ 1000 | 热耗率来自GEM；其余运行参数继承参考Generators_data.csv的煤电设定
2984 | XJ | 5 | 新疆 | Hami | Yiwu | 广汇集团哈密淖毛湖广汇发电厂 | Xinjiang Guanghui power station | Unit 1 | 煤电 | subcritical | 60 | operating | 2011 | Xinjiang Guanghui Coal Chemical Co Ltd [100%] | Guanghui Energy Co Ltd [99.0%]; unknown [1.0%] | 43.7064 | 94.9858 | L100000101698 | G100000111151 | https://www.gem.wiki/Xinjiang_Guanghui_power_station | Global Coal Plant Tracker - January 2026 | yes | GEM Heat rate (Btu/kWh) ÷ 1000 | 热耗率来自GEM；其余运行参数继承参考Generators_data.csv的煤电设定
2985 | XJ | 5 | 新疆 | Hami | Yiwu | 广汇集团哈密淖毛湖广汇发电厂 | Xinjiang Guanghui power station | Unit 2 | 煤电 | subcritical | 60 | operating | 2011 | Xinjiang Guanghui Coal Chemical Co Ltd [100%] | Guanghui Energy Co Ltd [99.0%]; unknown [1.0%] | 43.7064 | 94.9858 | L100000101698 | G100000111152 | https://www.gem.wiki/Xinjiang_Guanghui_power_station | Global Coal Plant Tracker - January 2026 | yes | GEM Heat rate (Btu/kWh) ÷ 1000 | 热耗率来自GEM；其余运行参数继承参考Generators_data.csv的煤电设定
2986 | XJ | 5 | 新疆 | Changji | Qitai | 新疆国信煤电能源公司准东发电厂 | Xinjiang Guoxin Qitai power station | Unit 1 | 煤电 | supercritical | 660 | operating | 2018 | Xinjiang Guoxin Coal Energy Co Ltd [100%] | Zhongneng Power (Suzhou) Co Ltd [100.0%] | 44.3628 | 90.1523 | L100000101699 | G100000111153 | https://www.gem.wiki/Xinjiang_Guoxin_Qitai_power_station | Global Coal Plant Tracker - January 2026 |  | GEM Heat rate (Btu/kWh) ÷ 1000 | 热耗率来自GEM；其余运行参数继承参考Generators_data.csv的煤电设定
2987 | XJ | 5 | 新疆 | Changji | Qitai | 新疆国信煤电能源公司准东发电厂 | Xinjiang Guoxin Qitai power station | Unit 2 | 煤电 | supercritical | 660 | operating | 2018 | Xinjiang Guoxin Coal Energy Co Ltd [100%] | Zhongneng Power (Suzhou) Co Ltd [100.0%] | 44.3628 | 90.1523 | L100000101699 | G100000111154 | https://www.gem.wiki/Xinjiang_Guoxin_Qitai_power_station | Global Coal Plant Tracker - January 2026 |  | GEM Heat rate (Btu/kWh) ÷ 1000 | 热耗率来自GEM；其余运行参数继承参考Generators_data.csv的煤电设定
2988 | XJ | 5 | 新疆 | Changji | Manasi | 嘉润资源自备电厂 | Xinjiang Jiarun power station | Unit 1 | 煤电 | subcritical | 350 | operating | 2012 | Djarum Resources Holdings Co Ltd [100%] | Manas Taixin Trading Co Ltd [65.0%]; Qingdao Xinjinmao Trading Co Ltd [27.4%]; Fengtu Nonferrous Metals (Hong Kong) [7.6%] | 44.3122 | 86.4185 | L100000101656 | G100000105141 | https://www.gem.wiki/Xinjiang_Jiarun_power_station | Global Coal Plant Tracker - January 2026 |  | GEM Heat rate (Btu/kWh) ÷ 1000 | 热耗率来自GEM；其余运行参数继承参考Generators_data.csv的煤电设定
2989 | XJ | 5 | 新疆 | Changji | Manasi | 嘉润资源自备电厂 | Xinjiang Jiarun power station | Unit 2 | 煤电 | subcritical | 350 | operating | 2012 | Djarum Resources Holdings Co Ltd [100%] | Manas Taixin Trading Co Ltd [65.0%]; Qingdao Xinjinmao Trading Co Ltd [27.4%]; Fengtu Nonferrous Metals (Hong Kong) [7.6%] | 44.3122 | 86.4185 | L100000101656 | G100000105142 | https://www.gem.wiki/Xinjiang_Jiarun_power_station | Global Coal Plant Tracker - January 2026 |  | GEM Heat rate (Btu/kWh) ÷ 1000 | 热耗率来自GEM；其余运行参数继承参考Generators_data.csv的煤电设定
2990 | XJ | 5 | 新疆 | Changji | Manasi | 嘉润资源自备电厂 | Xinjiang Jiarun power station | Unit 3 | 煤电 | supercritical | 350 | operating | 2015 | Djarum Resources Holdings Co Ltd [100%] | Manas Taixin Trading Co Ltd [65.0%]; Qingdao Xinjinmao Trading Co Ltd [27.4%]; Fengtu Nonferrous Metals (Hong Kong) [7.6%] | 44.3122 | 86.4185 | L100000101656 | G100000105143 | https://www.gem.wiki/Xinjiang_Jiarun_power_station | Global Coal Plant Tracker - January 2026 |  | GEM Heat rate (Btu/kWh) ÷ 1000 | 热耗率来自GEM；其余运行参数继承参考Generators_data.csv的煤电设定
2991 | XJ | 5 | 新疆 | Changji | Manasi | 嘉润资源自备电厂 | Xinjiang Jiarun power station | Unit 4 | 煤电 | supercritical | 350 | operating | 2015 | Djarum Resources Holdings Co Ltd [100%] | Manas Taixin Trading Co Ltd [65.0%]; Qingdao Xinjinmao Trading Co Ltd [27.4%]; Fengtu Nonferrous Metals (Hong Kong) [7.6%] | 44.3122 | 86.4185 | L100000101656 | G100000105144 | https://www.gem.wiki/Xinjiang_Jiarun_power_station | Global Coal Plant Tracker - January 2026 |  | GEM Heat rate (Btu/kWh) ÷ 1000 | 热耗率来自GEM；其余运行参数继承参考Generators_data.csv的煤电设定
2992 | XJ | 5 | 新疆 | Ili | Huyanghe | 新疆锦龙神雾能源开发公司发电厂 | Xinjiang Jinlong Shenwu power station | Unit 1 | 煤电 | supercritical | 350 | operating | 2022 | Xinjiang Jinlong Shenwu Energy Development Co Ltd [100%] | Xinjiang Production & Construction Corps Seventh Agricultural Division State-Own Ed Assets [68.8%]; Xinjiang Production and Construction Corps Electric Power Group Co Ltd [26.8%]; unknown [4.5%] | 44.7848 | 84.9 | L100000101701 | G100000113261 | https://www.gem.wiki/Xinjiang_Jinlong_Shenwu_power_station | Global Coal Plant Tracker - January 2026 |  | GEM Heat rate (Btu/kWh) ÷ 1000 | 热耗率来自GEM；其余运行参数继承参考Generators_data.csv的煤电设定
2993 | XJ | 5 | 新疆 | Ili | Huyanghe | 新疆锦龙神雾能源开发公司发电厂 | Xinjiang Jinlong Shenwu power station | Unit 2 | 煤电 | supercritical | 350 | operating | 2022 | Xinjiang Jinlong Shenwu Energy Development Co Ltd [100%] | Xinjiang Production & Construction Corps Seventh Agricultural Division State-Own Ed Assets [68.8%]; Xinjiang Production and Construction Corps Electric Power Group Co Ltd [26.8%]; unknown [4.5%] | 44.7848 | 84.9 | L100000101701 | G100000113262 | https://www.gem.wiki/Xinjiang_Jinlong_Shenwu_power_station | Global Coal Plant Tracker - January 2026 |  | GEM Heat rate (Btu/kWh) ÷ 1000 | 热耗率来自GEM；其余运行参数继承参考Generators_data.csv的煤电设定
2994 | XJ | 5 | 新疆 | Ürümqi | Midong District | 新疆众和自备电厂 | Xinjiang Joinworld power station | Unit 5 | 煤电 | unknown | 150 | operating | 2012 | Xinjiang Joinworld Co Ltd [100%] | Xinjiang Joinworld Co Ltd [100.0%] | 43.9147 | 87.5831 | L100000101702 | G100000111155 | https://www.gem.wiki/Xinjiang_Joinworld_power_station | Global Coal Plant Tracker - January 2026 | yes | GEM Heat rate (Btu/kWh) ÷ 1000 | 热耗率来自GEM；其余运行参数继承参考Generators_data.csv的煤电设定
2995 | XJ | 5 | 新疆 | Ürümqi | Midong District | 新疆众和自备电厂 | Xinjiang Joinworld power station | Unit 6 | 煤电 | unknown | 150 | operating | 2012 | Xinjiang Joinworld Co Ltd [100%] | Xinjiang Joinworld Co Ltd [100.0%] | 43.9147 | 87.5831 | L100000101702 | G100000111156 | https://www.gem.wiki/Xinjiang_Joinworld_power_station | Global Coal Plant Tracker - January 2026 | yes | GEM Heat rate (Btu/kWh) ÷ 1000 | 热耗率来自GEM；其余运行参数继承参考Generators_data.csv的煤电设定
2996 | XJ | 5 | 新疆 | Ili | Yining | 中国庆华新疆煤制天然气项目自备热电厂 | Xinjiang Kingho captive power station | Unit 1 | 煤电 | unknown | 60 | operating | 2013 | Xinjiang Qinghua ENERGY Group Co Ltd [100%] | unknown [40.4%]; China Kingho Energy Group Ltd [25.5%]; Xinjiang Qinghua Entrepreneurship Consulting Co Ltd [20.8%]; natural person(s) [7.5%]; Henan Provincial Investment Co [3.2%]; Henan Zhongyuan Expressway Co Ltd [1.7%]; Henan State-owned Assets Holding Operation Group Co Ltd [0.5%]; Shanghai New Huang PU Industrial Group Co Ltd [0.2%]; The People's Insurance Company (Group) of China Ltd [0.1%]; Beijing State-owned Assets Management Co Ltd [0.1%]; Beijing Capital Airport Group Co Ltd [0.1%]; Weiyi Investment [0.0%]; China Petrochemical Corp [0.0%]; Anhui Development Investment Co Ltd [0.0%]; China Aerospace Technology Group Co Ltd [0.0%]; Shanghai Yuxiao Rare Earth Co Ltd [0.0%]; Hangzhou Iron & Steel Group Co [0.0%]; China Academy of Space Technology [0.0%]; Academy of Aerospace Power Technology [0.0%]; Zhejiang Financial Development Co Ltd [0.0%] | 43.9875 | 81.6837 | L100000104476 | G100000113953 | https://www.gem.wiki/Xinjiang_Kingho_captive_power_station | Global Coal Plant Tracker - January 2026 | yes | GEM Heat rate (Btu/kWh) ÷ 1000 | 热耗率来自GEM；其余运行参数继承参考Generators_data.csv的煤电设定
2997 | XJ | 5 | 新疆 | Ürümqi | Midong | 神华神东电力新疆米东热电厂 | Xinjiang Midong power station | Unit 1 | 煤电 | subcritical | 300 | operating | 2010 | Xinjiang Huadian Midong Thermal Power Co Ltd [100%] | China Huadian Corp Ltd [100.0%] | 43.9462 | 87.6652 | L100000101704 | G100000111159 | https://www.gem.wiki/Xinjiang_Midong_power_station | Global Coal Plant Tracker - January 2026 | yes | GEM Heat rate (Btu/kWh) ÷ 1000 | 热耗率来自GEM；其余运行参数继承参考Generators_data.csv的煤电设定
2998 | XJ | 5 | 新疆 | Ürümqi | Midong | 神华神东电力新疆米东热电厂 | Xinjiang Midong power station | Unit 2 | 煤电 | subcritical | 300 | operating | 2010 | Xinjiang Huadian Midong Thermal Power Co Ltd [100%] | China Huadian Corp Ltd [100.0%] | 43.9462 | 87.6652 | L100000101704 | G100000111160 | https://www.gem.wiki/Xinjiang_Midong_power_station | Global Coal Plant Tracker - January 2026 | yes | GEM Heat rate (Btu/kWh) ÷ 1000 | 热耗率来自GEM；其余运行参数继承参考Generators_data.csv的煤电设定
2999 | XJ | 5 | 新疆 | Changji | Jimsar | 新疆其亚铝电自备电厂, 昌吉宜化（其亚）2×66万千瓦煤电项目 | Xinjiang Qiya Smelter power station | Phase I Unit 1 | 煤电 | supercritical | 360 | operating | 2013 | Xinjiang Qiya Aluminum Co Ltd [100%] | E'meishan Maite Transport Co Ltd [97.8%]; unknown [2.2%] | 44.8956 | 89.0496 | L100000101668 | G100000108374 | https://www.gem.wiki/Xinjiang_Qiya_Smelter_power_station | Global Coal Plant Tracker - January 2026 |  | GEM Heat rate (Btu/kWh) ÷ 1000 | 热耗率来自GEM；其余运行参数继承参考Generators_data.csv的煤电设定
3000 | XJ | 5 | 新疆 | Changji | Jimsar | 新疆其亚铝电自备电厂, 昌吉宜化（其亚）2×66万千瓦煤电项目 | Xinjiang Qiya Smelter power station | Phase I Unit 2 | 煤电 | supercritical | 360 | operating | 2013 | Xinjiang Qiya Aluminum Co Ltd [100%] | E'meishan Maite Transport Co Ltd [97.8%]; unknown [2.2%] | 44.8956 | 89.0496 | L100000101668 | G100000108376 | https://www.gem.wiki/Xinjiang_Qiya_Smelter_power_station | Global Coal Plant Tracker - January 2026 |  | GEM Heat rate (Btu/kWh) ÷ 1000 | 热耗率来自GEM；其余运行参数继承参考Generators_data.csv的煤电设定
3001 | XJ | 5 | 新疆 | Changji | Jimsar | 新疆其亚铝电自备电厂, 昌吉宜化（其亚）2×66万千瓦煤电项目 | Xinjiang Qiya Smelter power station | Phase I Unit 3 | 煤电 | supercritical | 360 | operating | 2014 | Xinjiang Qiya Aluminum Co Ltd [100%] | E'meishan Maite Transport Co Ltd [97.8%]; unknown [2.2%] | 44.8956 | 89.0496 | L100000101668 | G100000108377 | https://www.gem.wiki/Xinjiang_Qiya_Smelter_power_station | Global Coal Plant Tracker - January 2026 |  | GEM Heat rate (Btu/kWh) ÷ 1000 | 热耗率来自GEM；其余运行参数继承参考Generators_data.csv的煤电设定
3002 | XJ | 5 | 新疆 | Changji | Jimsar | 新疆其亚铝电自备电厂, 昌吉宜化（其亚）2×66万千瓦煤电项目 | Xinjiang Qiya Smelter power station | Phase I Unit 4 | 煤电 | supercritical | 360 | operating | 2014 | Xinjiang Qiya Aluminum Co Ltd [100%] | E'meishan Maite Transport Co Ltd [97.8%]; unknown [2.2%] | 44.8956 | 89.0496 | L100000101668 | G100000108378 | https://www.gem.wiki/Xinjiang_Qiya_Smelter_power_station | Global Coal Plant Tracker - January 2026 |  | GEM Heat rate (Btu/kWh) ÷ 1000 | 热耗率来自GEM；其余运行参数继承参考Generators_data.csv的煤电设定
3003 | XJ | 5 | 新疆 | Changji | Jimsar | 新疆其亚铝电自备电厂, 昌吉宜化（其亚）2×66万千瓦煤电项目 | Xinjiang Qiya Smelter power station | Phase II Unit 5 | 煤电 | supercritical | 360 | operating | 2014 | Xinjiang Qiya Aluminum Co Ltd [100%] | E'meishan Maite Transport Co Ltd [97.8%]; unknown [2.2%] | 44.8594 | 89.0243 | L100000101668 | G100000108379 | https://www.gem.wiki/Xinjiang_Qiya_Smelter_power_station | Global Coal Plant Tracker - January 2026 |  | GEM Heat rate (Btu/kWh) ÷ 1000 | 热耗率来自GEM；其余运行参数继承参考Generators_data.csv的煤电设定
3004 | XJ | 5 | 新疆 | Changji | Jimsar | 新疆其亚铝电自备电厂, 昌吉宜化（其亚）2×66万千瓦煤电项目 | Xinjiang Qiya Smelter power station | Phase II Unit 6 | 煤电 | supercritical | 360 | operating | 2014 | Xinjiang Qiya Aluminum Co Ltd [100%] | E'meishan Maite Transport Co Ltd [97.8%]; unknown [2.2%] | 44.8594 | 89.0243 | L100000101668 | G100000108380 | https://www.gem.wiki/Xinjiang_Qiya_Smelter_power_station | Global Coal Plant Tracker - January 2026 |  | GEM Heat rate (Btu/kWh) ÷ 1000 | 热耗率来自GEM；其余运行参数继承参考Generators_data.csv的煤电设定
3005 | XJ | 5 | 新疆 | Changji | Fukang | 新疆中泰阜康热电厂 | Xinjiang Zhongtai Fukang power station | Phase I Unit 1 | 煤电 | subcritical | 150 | operating | 2012 | Xinjiang Zhongtai Chemical Fukang Energy Co Ltd [100%] | Xinjiang Zhongtai Chenical Co Ltd [70.3%]; Agricultural Bank of China Ltd [26.1%]; unknown [1.4%]; Xi'an Jingfa Holding (Group) Co Ltd [0.4%]; Shaanxi Finance Investment Management Co Ltd [0.4%]; Shaanxi Yanchang Petroleum (Group) Co Ltd [0.3%]; Far East Horizon [0.3%]; Xi'an Urban Infrastructure Construction Investment Group Co Ltd [0.3%]; Yulin Investment Operation Group Co Ltd [0.3%]; Shaanxi Coal and Chemical Industry Co Ltd [0.2%]; Shaanxi International Trust Co Ltd [0.1%]; Chang'an Huitong Co Ltd [0.0%] | 44.1339 | 87.7843 | L100000101705 | G100000111165 | https://www.gem.wiki/Xinjiang_Zhongtai_Fukang_power_station | Global Coal Plant Tracker - January 2026 | yes | GEM Heat rate (Btu/kWh) ÷ 1000 | 热耗率来自GEM；其余运行参数继承参考Generators_data.csv的煤电设定
3006 | XJ | 5 | 新疆 | Changji | Fukang | 新疆中泰阜康热电厂 | Xinjiang Zhongtai Fukang power station | Phase I Unit 2 | 煤电 | subcritical | 150 | operating | 2012 | Xinjiang Zhongtai Chemical Fukang Energy Co Ltd [100%] | Xinjiang Zhongtai Chenical Co Ltd [70.3%]; Agricultural Bank of China Ltd [26.1%]; unknown [1.4%]; Xi'an Jingfa Holding (Group) Co Ltd [0.4%]; Shaanxi Finance Investment Management Co Ltd [0.4%]; Shaanxi Yanchang Petroleum (Group) Co Ltd [0.3%]; Far East Horizon [0.3%]; Xi'an Urban Infrastructure Construction Investment Group Co Ltd [0.3%]; Yulin Investment Operation Group Co Ltd [0.3%]; Shaanxi Coal and Chemical Industry Co Ltd [0.2%]; Shaanxi International Trust Co Ltd [0.1%]; Chang'an Huitong Co Ltd [0.0%] | 44.1339 | 87.7843 | L100000101705 | G100000111166 | https://www.gem.wiki/Xinjiang_Zhongtai_Fukang_power_station | Global Coal Plant Tracker - January 2026 | yes | GEM Heat rate (Btu/kWh) ÷ 1000 | 热耗率来自GEM；其余运行参数继承参考Generators_data.csv的煤电设定
3007 | XJ | 5 | 新疆 | Changji | Fukang | 新疆中泰阜康热电厂 | Xinjiang Zhongtai Fukang power station | Unit 3 | 煤电 | unknown | 150 | operating | 2013 | Xinjiang Zhongtai Mining and Metallurgy Co Ltd [100%] | Xinjiang Zhongtai Chenical Co Ltd [100.0%] | 44.081 | 88.5889 | L100000101705 | G100000111167 | https://www.gem.wiki/Xinjiang_Zhongtai_Fukang_power_station | Global Coal Plant Tracker - January 2026 | yes | GEM Heat rate (Btu/kWh) ÷ 1000 | 热耗率来自GEM；其余运行参数继承参考Generators_data.csv的煤电设定
3008 | XJ | 5 | 新疆 | Changji | Fukang | 新疆中泰阜康热电厂 | Xinjiang Zhongtai Fukang power station | Unit 4 | 煤电 | unknown | 150 | operating | 2012 | Xinjiang Zhongtai Mining and Metallurgy Co Ltd [100%] | Xinjiang Zhongtai Chenical Co Ltd [100.0%] | 44.081 | 88.5889 | L100000101705 | G100000111168 | https://www.gem.wiki/Xinjiang_Zhongtai_Fukang_power_station | Global Coal Plant Tracker - January 2026 | yes | GEM Heat rate (Btu/kWh) ÷ 1000 | 热耗率来自GEM；其余运行参数继承参考Generators_data.csv的煤电设定
3009 | XJ | 5 | 新疆 | Changji | Fukang | 新疆中泰阜康热电厂 | Xinjiang Zhongtai Fukang power station | Unit 5 | 煤电 | unknown | 150 | operating | 2012 | Xinjiang Zhongtai Mining and Metallurgy Co Ltd [100%] | Xinjiang Zhongtai Chenical Co Ltd [100.0%] | 44.081 | 88.5889 | L100000101705 | G100000111169 | https://www.gem.wiki/Xinjiang_Zhongtai_Fukang_power_station | Global Coal Plant Tracker - January 2026 | yes | GEM Heat rate (Btu/kWh) ÷ 1000 | 热耗率来自GEM；其余运行参数继承参考Generators_data.csv的煤电设定
3010 | XJ | 5 | 新疆 | Changji | Fukang | 新疆中泰阜康热电厂 | Xinjiang Zhongtai Fukang power station | Unit 6 | 煤电 | subcritical | 150 | operating | 2012 | Xinjiang Zhongtai Mining and Metallurgy Co Ltd [100%] | Xinjiang Zhongtai Chenical Co Ltd [100.0%] | 44.081 | 88.5889 | L100000101705 | G100000111170 | https://www.gem.wiki/Xinjiang_Zhongtai_Fukang_power_station | Global Coal Plant Tracker - January 2026 | yes | GEM Heat rate (Btu/kWh) ÷ 1000 | 热耗率来自GEM；其余运行参数继承参考Generators_data.csv的煤电设定
3011 | XJ | 5 | 新疆 | Ürümqi | Midong District | 新疆中泰化学华泰重工配套电厂 | Xinjiang Zhongtai Huatai power station | Unit 1 | 煤电 | subcritical | 150 | operating | 2010 | Xinjiang HUATAI Heavy Chemical Co Ltd [100%] | Xinjiang Zhongtai Chenical Co Ltd [84.6%]; Agricultural Bank of China Ltd [8.8%]; unknown [1.0%]; Xi'an Jingfa Holding (Group) Co Ltd [0.9%]; Shaanxi Finance Investment Management Co Ltd [0.9%]; Shaanxi Yanchang Petroleum (Group) Co Ltd [0.8%]; Far East Horizon [0.7%]; Xi'an Urban Infrastructure Construction Investment Group Co Ltd [0.7%]; Yulin Investment Operation Group Co Ltd [0.7%]; Shaanxi Coal and Chemical Industry Co Ltd [0.5%]; Shaanxi International Trust Co Ltd [0.3%]; Chang'an Huitong Co Ltd [0.1%] | 43.9429 | 87.6641 | L100000101707 | G100000111171 | https://www.gem.wiki/Xinjiang_Zhongtai_Huatai_power_station | Global Coal Plant Tracker - January 2026 | yes | GEM Heat rate (Btu/kWh) ÷ 1000 | 热耗率来自GEM；其余运行参数继承参考Generators_data.csv的煤电设定
3012 | XJ | 5 | 新疆 | Ürümqi | Midong District | 新疆中泰化学华泰重工配套电厂 | Xinjiang Zhongtai Huatai power station | Unit 2 | 煤电 | subcritical | 150 | operating | 2010 | Xinjiang HUATAI Heavy Chemical Co Ltd [100%] | Xinjiang Zhongtai Chenical Co Ltd [84.6%]; Agricultural Bank of China Ltd [8.8%]; unknown [1.0%]; Xi'an Jingfa Holding (Group) Co Ltd [0.9%]; Shaanxi Finance Investment Management Co Ltd [0.9%]; Shaanxi Yanchang Petroleum (Group) Co Ltd [0.8%]; Far East Horizon [0.7%]; Xi'an Urban Infrastructure Construction Investment Group Co Ltd [0.7%]; Yulin Investment Operation Group Co Ltd [0.7%]; Shaanxi Coal and Chemical Industry Co Ltd [0.5%]; Shaanxi International Trust Co Ltd [0.3%]; Chang'an Huitong Co Ltd [0.1%] | 43.9429 | 87.6641 | L100000101707 | G100000111172 | https://www.gem.wiki/Xinjiang_Zhongtai_Huatai_power_station | Global Coal Plant Tracker - January 2026 | yes | GEM Heat rate (Btu/kWh) ÷ 1000 | 热耗率来自GEM；其余运行参数继承参考Generators_data.csv的煤电设定
3013 | XJ | 5 | 新疆 | Changji | Qitai | 新疆信友能源投资公司奇台发电厂 | Xinyou Qitai power station | Phase I Unit 1 | 煤电 | supercritical | 660 | operating | 2019 | Xinjiang Xinyou Energy Investment Co Ltd [100%] | Shanxi Xinyou Investment Group Co Ltd [99.5%]; unknown [0.5%] | 44.5544 | 90.2572 | L100000101708 | G100000111192 | https://www.gem.wiki/Xinyou_Qitai_power_station | Global Coal Plant Tracker - January 2026 |  | GEM Heat rate (Btu/kWh) ÷ 1000 | 热耗率来自GEM；其余运行参数继承参考Generators_data.csv的煤电设定
3014 | XJ | 5 | 新疆 | Changji | Qitai | 新疆信友能源投资公司奇台发电厂 | Xinyou Qitai power station | Phase I Unit 2 | 煤电 | supercritical | 660 | operating | 2020 | Xinjiang Xinyou Energy Investment Co Ltd [100%] | Shanxi Xinyou Investment Group Co Ltd [99.5%]; unknown [0.5%] | 44.5544 | 90.2572 | L100000101708 | G100000111193 | https://www.gem.wiki/Xinyou_Qitai_power_station | Global Coal Plant Tracker - January 2026 |  | GEM Heat rate (Btu/kWh) ÷ 1000 | 热耗率来自GEM；其余运行参数继承参考Generators_data.csv的煤电设定
3015 | XJ | 5 | 新疆 | Hami | Hami | 新疆兵团红星发电公司大南湖电厂, 中煤红星电厂 | XPCC Hongxing power station | Unit 1 | 煤电 | ultra-supercritical | 660 | operating | 2019 | Xinjiang Production and Construction Corps Hongxing Power Generation Co Ltd [100%] | China National Coal Group [51.0%]; Xinjiang Production & Construction Corps Investment Co Ltd [49.0%] | 42.3143 | 93.6604 | L100000101700 | G100000111163 | https://www.gem.wiki/XPCC_Hongxing_power_station | Global Coal Plant Tracker - January 2026 |  | GEM Heat rate (Btu/kWh) ÷ 1000 | 热耗率来自GEM；其余运行参数继承参考Generators_data.csv的煤电设定
3016 | XJ | 5 | 新疆 | Hami | Hami | 新疆兵团红星发电公司大南湖电厂, 中煤红星电厂 | XPCC Hongxing power station | Unit 2 | 煤电 | ultra-supercritical | 660 | operating | 2020 | Xinjiang Production and Construction Corps Hongxing Power Generation Co Ltd [100%] | China National Coal Group [51.0%]; Xinjiang Production & Construction Corps Investment Co Ltd [49.0%] | 42.3143 | 93.6604 | L100000101700 | G100000111164 | https://www.gem.wiki/XPCC_Hongxing_power_station | Global Coal Plant Tracker - January 2026 |  | GEM Heat rate (Btu/kWh) ÷ 1000 | 热耗率来自GEM；其余运行参数继承参考Generators_data.csv的煤电设定
3017 | XJ | 5 | 新疆 | Shihezi City | Shihezi | 新疆兵团农八师天山铝业自备电厂 | XPCC Shihezi Cogen power station | Phase I Unit 1 | 煤电 | subcritical | 350 | operating | 2013 | Tianshan Aluminum Co Ltd [100%] | Tianshan Aluminum Group Co Ltd [100.0%] | 44.4281 | 86.0936 | L100000101709 | G100000109249 | https://www.gem.wiki/XPCC_Shihezi_Cogen_power_station | Global Coal Plant Tracker - January 2026 | yes | GEM Heat rate (Btu/kWh) ÷ 1000 | 热耗率来自GEM；其余运行参数继承参考Generators_data.csv的煤电设定
3018 | XJ | 5 | 新疆 | Shihezi City | Shihezi | 新疆兵团农八师天山铝业自备电厂 | XPCC Shihezi Cogen power station | Phase I Unit 2 | 煤电 | subcritical | 350 | operating | 2013 | Tianshan Aluminum Co Ltd [100%] | Tianshan Aluminum Group Co Ltd [100.0%] | 44.4281 | 86.0936 | L100000101709 | G100000109250 | https://www.gem.wiki/XPCC_Shihezi_Cogen_power_station | Global Coal Plant Tracker - January 2026 | yes | GEM Heat rate (Btu/kWh) ÷ 1000 | 热耗率来自GEM；其余运行参数继承参考Generators_data.csv的煤电设定
3019 | XJ | 5 | 新疆 | Shihezi City | Shihezi | 新疆兵团农八师天山铝业自备电厂 | XPCC Shihezi Cogen power station | Phase I Unit 3 | 煤电 | subcritical | 350 | operating | 2014 | Tianshan Aluminum Co Ltd [100%] | Tianshan Aluminum Group Co Ltd [100.0%] | 44.4281 | 86.0936 | L100000101709 | G100000109251 | https://www.gem.wiki/XPCC_Shihezi_Cogen_power_station | Global Coal Plant Tracker - January 2026 | yes | GEM Heat rate (Btu/kWh) ÷ 1000 | 热耗率来自GEM；其余运行参数继承参考Generators_data.csv的煤电设定
3020 | XJ | 5 | 新疆 | Shihezi City | Shihezi | 新疆兵团农八师天山铝业自备电厂 | XPCC Shihezi Cogen power station | Phase I Unit 4 | 煤电 | subcritical | 350 | operating | 2014 | Tianshan Aluminum Co Ltd [100%] | Tianshan Aluminum Group Co Ltd [100.0%] | 44.4281 | 86.0936 | L100000101709 | G100000109252 | https://www.gem.wiki/XPCC_Shihezi_Cogen_power_station | Global Coal Plant Tracker - January 2026 | yes | GEM Heat rate (Btu/kWh) ÷ 1000 | 热耗率来自GEM；其余运行参数继承参考Generators_data.csv的煤电设定
3021 | XJ | 5 | 新疆 | Shihezi City | Shihezi | 新疆兵团农八师天山铝业自备电厂 | XPCC Shihezi Cogen power station | Phase II Unit 10 | 煤电 | supercritical | 360 | operating | 2017 | Tianshan Aluminum Co Ltd [100%] | Tianshan Aluminum Group Co Ltd [100.0%] | 44.4281 | 86.0936 | L100000101709 | G100000109258 | https://www.gem.wiki/XPCC_Shihezi_Cogen_power_station | Global Coal Plant Tracker - January 2026 | yes | GEM Heat rate (Btu/kWh) ÷ 1000 | 热耗率来自GEM；其余运行参数继承参考Generators_data.csv的煤电设定
3022 | XJ | 5 | 新疆 | Shihezi City | Shihezi | 新疆兵团农八师天山铝业自备电厂 | XPCC Shihezi Cogen power station | Phase II Unit 9 | 煤电 | supercritical | 360 | operating | 2016 | Tianshan Aluminum Co Ltd [100%] | Tianshan Aluminum Group Co Ltd [100.0%] | 44.4281 | 86.0936 | L100000101709 | G100000109257 | https://www.gem.wiki/XPCC_Shihezi_Cogen_power_station | Global Coal Plant Tracker - January 2026 | yes | GEM Heat rate (Btu/kWh) ÷ 1000 | 热耗率来自GEM；其余运行参数继承参考Generators_data.csv的煤电设定
3023 | XJ | 5 | 新疆 | Changji | Jimsar | 湖北宜化新疆五彩湾热电厂 | Yihua Wucaiwan power station | Unit 1 | 煤电 | subcritical | 330 | operating | 2013 | Thermal Power Branch of Xinjiang Yihua Chemical Co Ltd [100%] | Hubei Yihua Chemical Industry Co Ltd [35.6%]; Yichang Taiyi Asset Management Co Ltd [31.5%]; Yichang Industrial Investment Holding Group Co Ltd [25.0%]; Hubei YIHUA Group Co Ltd [7.9%] | 44.8969 | 89.2465 | L100000101711 | G100000111385 | https://www.gem.wiki/Yihua_Wucaiwan_power_station | Global Coal Plant Tracker - January 2026 | yes | GEM Heat rate (Btu/kWh) ÷ 1000 | 热耗率来自GEM；其余运行参数继承参考Generators_data.csv的煤电设定
3024 | XJ | 5 | 新疆 | Changji | Jimsar | 湖北宜化新疆五彩湾热电厂 | Yihua Wucaiwan power station | Unit 2 | 煤电 | subcritical | 330 | operating | 2014 | Thermal Power Branch of Xinjiang Yihua Chemical Co Ltd [100%] | Hubei Yihua Chemical Industry Co Ltd [35.6%]; Yichang Taiyi Asset Management Co Ltd [31.5%]; Yichang Industrial Investment Holding Group Co Ltd [25.0%]; Hubei YIHUA Group Co Ltd [7.9%] | 44.8969 | 89.2465 | L100000101711 | G100000111386 | https://www.gem.wiki/Yihua_Wucaiwan_power_station | Global Coal Plant Tracker - January 2026 | yes | GEM Heat rate (Btu/kWh) ÷ 1000 | 热耗率来自GEM；其余运行参数继承参考Generators_data.csv的煤电设定
3025 | XJ | 5 | 新疆 | Ili | Yining | 伊犁伊宁热电厂 | Yili Yining cogen power station | Phase I Unit 1-1 | 煤电 | subcritical | 330 | operating | 2012 | Guotou Yili Energy Development Co Ltd [100%] | China National Coal Group [71.6%]; China Guoxin Holding Corp [14.4%]; China Chengtong Holdings Group Ltd [8.0%]; China Energy Investment Corp [6.0%] | 43.9263 | 81.2211 | L100000101712 | G100000111390 | https://www.gem.wiki/Yili_Yining_cogen_power_station | Global Coal Plant Tracker - January 2026 | yes | GEM Heat rate (Btu/kWh) ÷ 1000 | 热耗率来自GEM；其余运行参数继承参考Generators_data.csv的煤电设定
3026 | XJ | 5 | 新疆 | Ili | Yining | 伊犁伊宁热电厂 | Yili Yining cogen power station | Phase I Unit 1-2 | 煤电 | subcritical | 330 | operating | 2013 | Guotou Yili Energy Development Co Ltd [100%] | China National Coal Group [71.6%]; China Guoxin Holding Corp [14.4%]; China Chengtong Holdings Group Ltd [8.0%]; China Energy Investment Corp [6.0%] | 43.9263 | 81.2211 | L100000101712 | G100000111391 | https://www.gem.wiki/Yili_Yining_cogen_power_station | Global Coal Plant Tracker - January 2026 | yes | GEM Heat rate (Btu/kWh) ÷ 1000 | 热耗率来自GEM；其余运行参数继承参考Generators_data.csv的煤电设定
3027 | XJ | 5 | 新疆 | Turpan | Toksun | 新疆中泰化学托克逊能化公司动力站 | Zhongtai Toksun power station | Phase I Unit 1 | 煤电 | subcritical | 330 | operating | 2015 | Xinjiang Zhongtai Chemical Tuokexun Neng Hua Co Ltd [100%] | Xinjiang Zhongtai Chenical Co Ltd [90.0%]; Agricultural Bank of China Ltd [8.0%]; unknown [2.0%] | 42.737 | 88.645 | L100000101714 | G100000111690 | https://www.gem.wiki/Zhongtai_Toksun_power_station | Global Coal Plant Tracker - January 2026 | yes | GEM Heat rate (Btu/kWh) ÷ 1000 | 热耗率来自GEM；其余运行参数继承参考Generators_data.csv的煤电设定
3028 | XJ | 5 | 新疆 | Turpan | Toksun | 新疆中泰化学托克逊能化公司动力站 | Zhongtai Toksun power station | Phase I Unit 2 | 煤电 | subcritical | 330 | operating | 2015 | Xinjiang Zhongtai Chemical Tuokexun Neng Hua Co Ltd [100%] | Xinjiang Zhongtai Chenical Co Ltd [90.0%]; Agricultural Bank of China Ltd [8.0%]; unknown [2.0%] | 42.737 | 88.645 | L100000101714 | G100000111691 | https://www.gem.wiki/Zhongtai_Toksun_power_station | Global Coal Plant Tracker - January 2026 | yes | GEM Heat rate (Btu/kWh) ÷ 1000 | 热耗率来自GEM；其余运行参数继承参考Generators_data.csv的煤电设定
3029 | XJ | 5 | 新疆 | Ili AP | Qapqal | 中核伊犁察布查尔县735厂5MWp分布式光伏发电项目 | CNNC Ili Chapuchar County Plant solar project | -- | 光伏 | PV | 5 | operating | 2017 |  |  | 43.8407 | 81.1513 | L100001011241 | G100001012614 | https://www.gem.wiki/CNNC_Ili_Chapuchar_County_Plant_solar_project | Global Solar Power Tracker - February 2026 |  | 不适用 | 运行参数继承参考Generators_data.csv的风电/光伏设定
3030 | XJ | 5 | 新疆 | Tacheng Prefecture | Emin | 额敏县微家园农牧有限公司 | Emin County Weijiayuan Agriculture and Animal Husbandry solar project | -- | 光伏 | PV | 1 | operating | 2017 |  |  | 46.6344 | 84.0784 | L100001011480 | G100001012855 | https://www.gem.wiki/Emin_County_Weijiayuan_Agriculture_and_Animal_Husbandry_solar_project | Global Solar Power Tracker - February 2026 |  | 不适用 | 运行参数继承参考Generators_data.csv的风电/光伏设定
3031 | XJ | 5 | 新疆 | Kashgar Prefecture |  | 喀什瑞城组件厂屋顶1兆瓦分布式光伏电站项目 | Kashgar Ruicheng Component Factory solar project | -- | 光伏 | PV | 1 | operating | 2017 |  |  | 37.8715 | 77.1916 | L100001013074 | G100001014455 | https://www.gem.wiki/Kashgar_Ruicheng_Component_Factory_solar_project | Global Solar Power Tracker - February 2026 |  | 不适用 | 运行参数继承参考Generators_data.csv的风电/光伏设定
3032 | XJ | 5 | 新疆 | Wuzhong | Yanchi | 铝电公司盐池-宁东降碳减排绿电替代光伏复合示范 一期项目 | Ningxia Yanchi - Ningdong Aluminum Green Power Substitution solar farm | 1 | 光伏 | PV | 450 | operating | 2024 | State Power Investment Group Ningxia Energy and Aluminum Co Ltd | State Power Investment Ningxia Yanchi Energy Technology | 38.0050 | 107.0060 | L100001023644 | G100001028279 | https://www.gem.wiki/Ningxia_Yanchi_-_Ningdong_Aluminum_Green_Power_Substitution_solar_farm | Global Solar Power Tracker - February 2026 |  | 不适用 | 运行参数继承参考Generators_data.csv的风电/光伏设定
3033 | XJ | 5 | 新疆 | Ili AP | Qapqal | 察布查尔县中核735厂5MWp分布式光伏发电二期项目 | Qapqal County CNNC Plant solar project | -- | 光伏 | PV | 5 | operating | 2017 |  |  | 43.8407 | 81.1513 | L100001013748 | G100001015131 | https://www.gem.wiki/Qapqal_County_CNNC_Plant_solar_project | Global Solar Power Tracker - February 2026 |  | 不适用 | 运行参数继承参考Generators_data.csv的风电/光伏设定
3034 | XJ | 5 | 新疆 |  |  |  | Qilang T2 solar project | -- | 光伏 | Assumed PV | 10 | operating | 2014 |  |  | 40.6030 | 79.6680 | L100000828942 | G100000832689 | https://www.gem.wiki/Qilang_T2_solar_project | Global Solar Power Tracker - February 2026 |  | 不适用 | 运行参数继承参考Generators_data.csv的风电/光伏设定
3035 | XJ | 5 | 新疆 | Altay Prefecture | Qinghe | 青河县粤水电能源有限公司 | Qinghe County Guangdong Hydropower Energy solar project | -- | 光伏 | PV | 1 | operating | 2017 |  |  | 46.1684 | 90.4355 | L100001013829 | G100001015213 | https://www.gem.wiki/Qinghe_County_Guangdong_Hydropower_Energy_solar_project | Global Solar Power Tracker - February 2026 |  | 不适用 | 运行参数继承参考Generators_data.csv的风电/光伏设定
3036 | XJ | 5 | 新疆 |  |  |  | Shihezizhen A solar project | -- | 光伏 | Assumed PV | 6.2 | operating | 2019 |  |  | 44.2678 | 86.0869 | L100000828943 | G100000832690 | https://www.gem.wiki/Shihezizhen_A_solar_project | Global Solar Power Tracker - February 2026 |  | 不适用 | 运行参数继承参考Generators_data.csv的风电/光伏设定
3037 | XJ | 5 | 新疆 | Aksu Prefecture | Aksu City | 舒奇蒙阿克苏10兆瓦光伏并网发电项目 | Shuqimeng Aksu solar project | -- | 光伏 | PV | 10 | operating | 2012 |  |  | 41.1687 | 80.2582 | L100001014430 | G100001015816 | https://www.gem.wiki/Shuqimeng_Aksu_solar_project | Global Solar Power Tracker - February 2026 |  | 不适用 | 运行参数继承参考Generators_data.csv的风电/光伏设定
3038 | XJ | 5 | 新疆 |  |  |  | SPIP A solar project | -- | 光伏 | Assumed PV | 10 | operating | 2013 |  |  | 43.0120 | 93.6350 | L100000828944 | G100000832691 | https://www.gem.wiki/SPIP_A_solar_project | Global Solar Power Tracker - February 2026 |  | 不适用 | 运行参数继承参考Generators_data.csv的风电/光伏设定
3039 | XJ | 5 | 新疆 |  |  |  | SPIP N solar project | -- | 光伏 | Assumed PV | 8 | operating | 2014 |  |  | 43.0240 | 93.6390 | L100000828945 | G100000832692 | https://www.gem.wiki/SPIP_N_solar_project | Global Solar Power Tracker - February 2026 |  | 不适用 | 运行参数继承参考Generators_data.csv的风电/光伏设定
3040 | XJ | 5 | 新疆 |  |  |  | SPIP X solar project | -- | 光伏 | Assumed PV | 10 | operating | 2015 |  |  | 43.0250 | 93.6090 | L100000828946 | G100000832693 | https://www.gem.wiki/SPIP_X_solar_project | Global Solar Power Tracker - February 2026 |  | 不适用 | 运行参数继承参考Generators_data.csv的风电/光伏设定
3041 | XJ | 5 | 新疆 |  |  |  | TuSP G solar project | -- | 光伏 | Assumed PV | 16 | operating | 2017 |  |  | 43.1280 | 89.3310 | L100000828947 | G100000832694 | https://www.gem.wiki/TuSP_G_solar_project | Global Solar Power Tracker - February 2026 |  | 不适用 | 运行参数继承参考Generators_data.csv的风电/光伏设定
3042 | XJ | 5 | 新疆 | Hami | Yizhou District | 哈密汇聚成十三师红星四场一期30MWp并网光伏发电项目 | Xinjiang 13th Division Hongxing Farm (Huiju) solar farm | 1 | 光伏 | PV | 30 | operating | 2016 |  | Hami Huijucheng Solar Energy | 42.1777 | 92.9771 | L100000827409 | G100000830891 | https://www.gem.wiki/Xinjiang_13th_Division_Hongxing_Farm_(Huiju)_solar_farm | Global Solar Power Tracker - February 2026 |  | 不适用 | 运行参数继承参考Generators_data.csv的风电/光伏设定
3043 | XJ | 5 | 新疆 | Ili AP | Kuytun City | 三峡新能源第七师胡杨河124团光伏发电项目 | Xinjiang 7th Division Huyanghe 124th Regiment solar farm | -- | 光伏 | PV | 100 | operating | 2020 | China Three Gorges Renewables (Group) Co Ltd [100%] |  | 44.4296 | 84.8998 | L100000827410 | G100000830892 | https://www.gem.wiki/Xinjiang_7th_Division_Huyanghe_124th_Regiment_solar_farm | Global Solar Power Tracker - February 2026 |  | 不适用 | 运行参数继承参考Generators_data.csv的风电/光伏设定
3044 | XJ | 5 | 新疆 | Aksu Prefecture | Awat | 粤水电阿瓦提县光伏发电项目一期 30MW 工程 | Xinjiang Akesu Awati Guangdong Hydropower solar farm | 1 | 光伏 | PV | 30 | operating | 2017 | Xinjiang Yue Hydropower Energy Co Ltd [100%] | Awati Guangdong Hydropower Energy | 40.4933 | 80.1687 | L100000802161 | G100000802556 | https://www.gem.wiki/Xinjiang_Akesu_Awati_Guangdong_Hydropower_solar_farm | Global Solar Power Tracker - February 2026 |  | 不适用 | 运行参数继承参考Generators_data.csv的风电/光伏设定
3045 | XJ | 5 | 新疆 | Aksu Prefecture | Awat | 粤水电新疆阿克苏阿瓦提县20MWp光伏发电项目二期 | Xinjiang Akesu Awati Guangdong Hydropower solar farm | 2 | 光伏 | PV | 20 | operating | 2018 | Xinjiang Yue Hydropower Energy Co Ltd [100%] | Awati Guangdong Hydropower Energy | 40.4933 | 80.1687 | L100000802161 | G100000802557 | https://www.gem.wiki/Xinjiang_Akesu_Awati_Guangdong_Hydropower_solar_farm | Global Solar Power Tracker - February 2026 |  | 不适用 | 运行参数继承参考Generators_data.csv的风电/光伏设定
3046 | XJ | 5 | 新疆 | Aksu Prefecture | Awat | 粤水电新疆阿克苏阿瓦提县20MWp光伏发电项目三期 | Xinjiang Akesu Awati Guangdong Hydropower solar farm | 3 | 光伏 | PV | 20 | operating | 2020 | Xinjiang Yue Hydropower Energy Co Ltd [100%] | Awati Guangdong Hydropower Energy | 40.4933 | 80.1687 | L100000802161 | G100000802558 | https://www.gem.wiki/Xinjiang_Akesu_Awati_Guangdong_Hydropower_solar_farm | Global Solar Power Tracker - February 2026 |  | 不适用 | 运行参数继承参考Generators_data.csv的风电/光伏设定
3047 | XJ | 5 | 新疆 | Aksu Prefecture | Awat | 特变电工阿克苏阿瓦提并网光伏一期20MWp发电工程 | Xinjiang Akesu Awati TBEA solar farm | 1 | 光伏 | PV | 20 | operating | 2013 | Huadian New Energy Group Co Ltd [100%] | TBEA Awati County New Energy | 40.4942 | 80.1760 | L100000802162 | G100000802559 | https://www.gem.wiki/Xinjiang_Akesu_Awati_TBEA_solar_farm | Global Solar Power Tracker - February 2026 |  | 不适用 | 运行参数继承参考Generators_data.csv的风电/光伏设定
3048 | XJ | 5 | 新疆 | Aksu Prefecture | Awat | 特变电工阿瓦提县新能源阿克苏阿瓦提二期20MW光伏并网发电工程 | Xinjiang Akesu Awati TBEA solar farm | 2 | 光伏 | PV | 20 | operating | 2014 | Huadian New Energy Group Co Ltd [100%] | TBEA Awati County New Energy | 40.4942 | 80.1760 | L100000802162 | G100000802560 | https://www.gem.wiki/Xinjiang_Akesu_Awati_TBEA_solar_farm | Global Solar Power Tracker - February 2026 |  | 不适用 | 运行参数继承参考Generators_data.csv的风电/光伏设定
3049 | XJ | 5 | 新疆 | Aksu Prefecture | Awat | 特变电工华光阿克苏阿瓦提三期30兆瓦光伏并网发电项目 | Xinjiang Akesu Awati TBEA solar farm | 3 | 光伏 | PV | 30 | operating | 2015 | Huadian New Energy Group Co Ltd [100%] | TBEA Awati County New Energy | 40.4942 | 80.1760 | L100000802162 | G100000802561 | https://www.gem.wiki/Xinjiang_Akesu_Awati_TBEA_solar_farm | Global Solar Power Tracker - February 2026 |  | 不适用 | 运行参数继承参考Generators_data.csv的风电/光伏设定
3050 | XJ | 5 | 新疆 | Aksu Prefecture | Baicheng | 正泰阿克苏拜城 20 兆瓦光伏并网 发电项目 | Xinjiang Akesu Baicheng Zhengtai (Chint) solar farm | -- | 光伏 | PV | 20 | operating | 2013 | Zhejiang Chint New Energy Development Co Ltd [100%] | Baicheng Zhengtai Photovoltaic Power Generation | 41.7279 | 81.6757 | L100000802163 | G100000802562 | https://www.gem.wiki/Xinjiang_Akesu_Baicheng_Zhengtai_(Chint)_solar_farm | Global Solar Power Tracker - February 2026 |  | 不适用 | 运行参数继承参考Generators_data.csv的风电/光伏设定
3051 | XJ | 5 | 新疆 | Aksu Prefecture | Aksu City | 阿克苏大唐新能源有限公司20MW光伏发电项目 | Xinjiang Akesu Datang solar farm | -- | 光伏 | PV | 20 | operating | 2013 | Hangzhou Taijing Photovoltaic Power Generation Co Ltd [100%] | Aksu Datang New Energy | 41.1667 | 80.2603 | L100000803122 | G100000803613 | https://www.gem.wiki/Xinjiang_Akesu_Datang_solar_farm | Global Solar Power Tracker - February 2026 |  | 不适用 | 运行参数继承参考Generators_data.csv的风电/光伏设定
3052 | XJ | 5 | 新疆 | Aksu Prefecture | Kalpin | 粤水电柯坪县 100MWp 光伏发电 项目一期 20MWp 工程 | Xinjiang Akesu Keping Guangdong Hydropower solar farm | 1 | 光伏 | PV | 20 | operating | 2016 | Xinjiang Yue Hydropower Energy Co Ltd [100%] | Keping Guangdong Hydropower Energy | 40.5805 | 79.6145 | L100000802165 | G100000802569 | https://www.gem.wiki/Xinjiang_Akesu_Keping_Guangdong_Hydropower_solar_farm | Global Solar Power Tracker - February 2026 |  | 不适用 | 运行参数继承参考Generators_data.csv的风电/光伏设定
3053 | XJ | 5 | 新疆 | Aksu Prefecture | Kalpin | 粤水电柯坪县二期 20MWp 光伏并 网发电项目 | Xinjiang Akesu Keping Guangdong Hydropower solar farm | 2 | 光伏 | PV | 20 | operating | 2016 | Xinjiang Yue Hydropower Energy Co Ltd [100%] | Keping Guangdong Hydropower Energy | 40.5805 | 79.6145 | L100000802165 | G100000802568 | https://www.gem.wiki/Xinjiang_Akesu_Keping_Guangdong_Hydropower_solar_farm | Global Solar Power Tracker - February 2026 |  | 不适用 | 运行参数继承参考Generators_data.csv的风电/光伏设定
3054 | XJ | 5 | 新疆 | Aksu Prefecture | Kalpin | 海润柯坪二期光伏发电项目 | Xinjiang Akesu Keping Hairun solar farm | 2 | 光伏 | PV | 30 | operating | 2015 | Hareon Solar (Shanghai) Co Ltd [50%]; Hefei Hairun Power Technology Co Ltd [50%] | Keping Haixin Photovoltaic Power Generation | 40.5858 | 79.6255 | L100000802166 | G100000802570 | https://www.gem.wiki/Xinjiang_Akesu_Keping_Hairun_solar_farm | Global Solar Power Tracker - February 2026 |  | 不适用 | 运行参数继承参考Generators_data.csv的风电/光伏设定
3055 | XJ | 5 | 新疆 | Aksu Prefecture | Kalpin | 柯坪嘉盛阳光电力阿克苏柯坪并网光伏一期20MWp 发电工程 | Xinjiang Akesu Keping Jiasheng Sunshine solar farm | 1 | 光伏 | PV | 20 | operating | 2013 | Zhejiang Ruixu Investment Co Ltd [100%] | Keping Jiasheng Sunshine Power | 40.5795 | 79.6202 | L100000802167 | G100000802571 | https://www.gem.wiki/Xinjiang_Akesu_Keping_Jiasheng_Sunshine_solar_farm | Global Solar Power Tracker - February 2026 |  | 不适用 | 运行参数继承参考Generators_data.csv的风电/光伏设定
3056 | XJ | 5 | 新疆 | Aksu Prefecture | Kalpin | 中电投阿克苏柯坪一期20MWp光伏并网发电项目 | Xinjiang Akesu Keping SPIC solar farm | 1 | 光伏 | PV | 20 | operating | 2013 | Xinjiang Silk Road Kunyuan Energy Co Ltd [100%] | China Power Investment Xinjiang Energy Chemical Industry Group Aksu | 40.5834 | 79.6158 | L100000802164 | G100000802567 | https://www.gem.wiki/Xinjiang_Akesu_Keping_SPIC_solar_farm | Global Solar Power Tracker - February 2026 |  | 不适用 | 运行参数继承参考Generators_data.csv的风电/光伏设定
3057 | XJ | 5 | 新疆 | Aksu Prefecture | Kalpin | 中电投阿克苏柯坪二期30MWp光伏并网发电项目 | Xinjiang Akesu Keping SPIC solar farm | 2 | 光伏 | PV | 30 | operating | 2016 | Xinjiang Silk Road Kunyuan Energy Co Ltd [100%] | China Power Investment Xinjiang Energy Chemical Industry Group Aksu | 40.5834 | 79.6158 | L100000802164 | G100000802566 | https://www.gem.wiki/Xinjiang_Akesu_Keping_SPIC_solar_farm | Global Solar Power Tracker - February 2026 |  | 不适用 | 运行参数继承参考Generators_data.csv的风电/光伏设定
3058 | XJ | 5 | 新疆 | Aksu Prefecture | Kalpin | 中电投阿克苏柯坪三期20MWp光伏并网发电项目 | Xinjiang Akesu Keping SPIC solar farm | 3 | 光伏 | PV | 20 | operating | 2016 | Xinjiang Silk Road Kunyuan Energy Co Ltd [100%] | China Power Investment Xinjiang Energy Chemical Industry Group Aksu | 40.5834 | 79.6158 | L100000802164 | G100000802565 | https://www.gem.wiki/Xinjiang_Akesu_Keping_SPIC_solar_farm | Global Solar Power Tracker - February 2026 |  | 不适用 | 运行参数继承参考Generators_data.csv的风电/光伏设定
3059 | XJ | 5 | 新疆 | Aksu Prefecture | Kalpin | 中电投柯坪四期20MWp光伏并网发电项目 | Xinjiang Akesu Keping SPIC solar farm | 4 | 光伏 | PV | 20 | operating | 2016 | Xinjiang Silk Road Kunyuan Energy Co Ltd [100%] | China Power Investment Xinjiang Energy Chemical Industry Group Aksu | 44.7063 | 94.0963 | L100000802164 | G100000802564 | https://www.gem.wiki/Xinjiang_Akesu_Keping_SPIC_solar_farm | Global Solar Power Tracker - February 2026 |  | 不适用 | 运行参数继承参考Generators_data.csv的风电/光伏设定
3060 | XJ | 5 | 新疆 | Aksu Prefecture | Kalpin | 中电投柯坪五期20MWp光伏并网发电项目 | Xinjiang Akesu Keping SPIC solar farm | 5 | 光伏 | PV | 20 | operating | 2016 | Xinjiang Silk Road Kunyuan Energy Co Ltd [100%] | China Power Investment Xinjiang Energy Chemical Industry Group Aksu | 44.7063 | 94.0963 | L100000802164 | G100000802563 | https://www.gem.wiki/Xinjiang_Akesu_Keping_SPIC_solar_farm | Global Solar Power Tracker - February 2026 |  | 不适用 | 运行参数继承参考Generators_data.csv的风电/光伏设定
3061 | XJ | 5 | 新疆 | Aksu Prefecture | Kalpin | 中建材阿克苏柯坪20兆瓦光伏并网发电项目 | Xinjiang Akesu Keping Zhongjiancai solar farm | -- | 光伏 | PV | 20 | operating | 2016 | State Power Investment Corporation Inner Mongolia New Energy Co Ltd [100%] | Keping Zhongjiancai Photovoltaic Power Generation | 40.5866 | 79.6302 | L100000803099 | G100000803589 | https://www.gem.wiki/Xinjiang_Akesu_Keping_Zhongjiancai_solar_farm | Global Solar Power Tracker - February 2026 |  | 不适用 | 运行参数继承参考Generators_data.csv的风电/光伏设定
3062 | XJ | 5 | 新疆 | Aksu Prefecture | Aksu City | 阿克苏融创光电科技有限公司20MWP光伏发电项目（一期） | Xinjiang Akesu Rongchuang Grid-Connected solar farm | 1 | 光伏 | PV | 20 | operating | 2013 | CECEP Solar Energy Technology Co Ltd [100%] | Aksu Rongchuang Photoelectric Technology | 41.0461 | 80.1069 | L100000802157 | G100000802549 | https://www.gem.wiki/Xinjiang_Akesu_Rongchuang_Grid-Connected_solar_farm | Global Solar Power Tracker - February 2026 |  | 不适用 | 运行参数继承参考Generators_data.csv的风电/光伏设定
3063 | XJ | 5 | 新疆 | Aksu Prefecture | Aksu City | 阿克苏融创光电科技光伏并网发电项目二期30.0MW发电工程 | Xinjiang Akesu Rongchuang Grid-Connected solar farm | 2 | 光伏 | PV | 30 | operating | 2013 | CECEP Solar Energy Technology Co Ltd [100%] | Aksu Rongchuang Photoelectric Technology | 41.0461 | 80.1069 | L100000802157 | G100000802550 | https://www.gem.wiki/Xinjiang_Akesu_Rongchuang_Grid-Connected_solar_farm | Global Solar Power Tracker - February 2026 |  | 不适用 | 运行参数继承参考Generators_data.csv的风电/光伏设定
3064 | XJ | 5 | 新疆 | Aksu Prefecture | Aksu City | 阿克苏融创光电科技阿克苏三期30.0MW光伏并网发电工程 | Xinjiang Akesu Rongchuang Grid-Connected solar farm | 3 | 光伏 | PV | 30 | operating | 2014 | CECEP Solar Energy Technology Co Ltd [100%] | Aksu Rongchuang Photoelectric Technology | 41.0461 | 80.1069 | L100000802157 | G100000802551 | https://www.gem.wiki/Xinjiang_Akesu_Rongchuang_Grid-Connected_solar_farm | Global Solar Power Tracker - February 2026 |  | 不适用 | 运行参数继承参考Generators_data.csv的风电/光伏设定
3065 | XJ | 5 | 新疆 | Aksu Prefecture | Aksu City | 舒奇蒙阿克苏二期20兆瓦光伏并网 发电项目 | Xinjiang Akesu Shuqimeng Grid-Connected solar farm | 2 | 光伏 | PV | 20 | operating | 2013 | unknown [0%]; Cao Yongming [22%]; Hangzhou Shu Qimeng Investment Co Ltd [67%]; Cao Feifei [9%] | Zhejiang Shuqimeng Energy Technology | 41.0521 | 80.1295 | L100000802158 | G100000802552 | https://www.gem.wiki/Xinjiang_Akesu_Shuqimeng_Grid-Connected_solar_farm | Global Solar Power Tracker - February 2026 |  | 不适用 | 运行参数继承参考Generators_data.csv的风电/光伏设定
3066 | XJ | 5 | 新疆 | Aksu Prefecture | Aksu City | 阿克苏舒奇蒙光伏发电阿克苏三期30.0MW发电工程 | Xinjiang Akesu Shuqimeng Grid-Connected solar farm | 3 | 光伏 | PV | 30 | operating | 2013 | unknown [0%]; Cao Yongming [22%]; Hangzhou Shu Qimeng Investment Co Ltd [67%]; Cao Feifei [9%] | Zhejiang Shuqimeng Energy Technology | 41.0521 | 80.1295 | L100000802158 | G100000802553 | https://www.gem.wiki/Xinjiang_Akesu_Shuqimeng_Grid-Connected_solar_farm | Global Solar Power Tracker - February 2026 |  | 不适用 | 运行参数继承参考Generators_data.csv的风电/光伏设定
3067 | XJ | 5 | 新疆 | Aksu Prefecture | Wensu | 温宿县日月辉新能源阿克苏一期20MW光伏并网发电工程 | Xinjiang Akesu Wensu Riyuehui solar farm | 1 | 光伏 | PV | 20 | operating | 2013 | Hangzhou Taijing Photovoltaic Power Generation Co Ltd [100%] | Wensu Riyuehui New Energy | 41.5909 | 80.4733 | L100000802169 | G100000802574 | https://www.gem.wiki/Xinjiang_Akesu_Wensu_Riyuehui_solar_farm | Global Solar Power Tracker - February 2026 |  | 不适用 | 运行参数继承参考Generators_data.csv的风电/光伏设定
3068 | XJ | 5 | 新疆 | Aksu Prefecture | Uqturpan (Wushi) | 乌什风凌电力科技公司阿克苏一期30MW光伏并网发电工程 | Xinjiang Akesu Wushi Fengling Grid-Connected solar farm | 1 | 光伏 | PV | 30 | operating | 2015 | CECEP Solar Energy Technology Co Ltd [100%] | Wushi Fengling Power Technology | 41.2495 | 79.2901 | L100000802171 | G100000802577 | https://www.gem.wiki/Xinjiang_Akesu_Wushi_Fengling_Grid-Connected_solar_farm | Global Solar Power Tracker - February 2026 |  | 不适用 | 运行参数继承参考Generators_data.csv的风电/光伏设定
3069 | XJ | 5 | 新疆 | Aksu Prefecture | Uqturpan (Wushi) | 乌什风凌电力科技有限公司二期20兆瓦光伏发电项目 | Xinjiang Akesu Wushi Fengling Grid-Connected solar farm | 2 | 光伏 | PV | 20 | operating | 2016 | CECEP Solar Technology Co Ltd [100%] | Wushi Fengling Power Technology | 41.2495 | 79.2901 | L100000802171 | G100000802578 | https://www.gem.wiki/Xinjiang_Akesu_Wushi_Fengling_Grid-Connected_solar_farm | Global Solar Power Tracker - February 2026 |  | 不适用 | 运行参数继承参考Generators_data.csv的风电/光伏设定
3070 | XJ | 5 | 新疆 | Aksu Prefecture | Uqturpan (Wushi) | 特变电工华光阿克苏乌什一期20兆瓦光伏并网发电项目 | Xinjiang Akesu Wushi TBEA Grid-Connected solar farm | 1 | 光伏 | PV | 20 | operating | 2016 | Xinjiang Silk Road Runyuan New Energy Co Ltd [100%] | Wushi Huaguang Power Generation | 41.2495 | 79.2901 | L100000802170 | G100000802575 | https://www.gem.wiki/Xinjiang_Akesu_Wushi_TBEA_Grid-Connected_solar_farm | Global Solar Power Tracker - February 2026 |  | 不适用 | 运行参数继承参考Generators_data.csv的风电/光伏设定
3071 | XJ | 5 | 新疆 | Aksu Prefecture | Uqturpan (Wushi) | 特变电工华光阿克苏乌什二期20兆瓦光伏并网发电项目 | Xinjiang Akesu Wushi TBEA Grid-Connected solar farm | 2 | 光伏 | PV | 20 | operating | 2016 | Xinjiang Silk Road Runyuan New Energy Co Ltd [100%] | Wushi Huaguang Power Generation | 41.2495 | 79.2901 | L100000802170 | G100000802576 | https://www.gem.wiki/Xinjiang_Akesu_Wushi_TBEA_Grid-Connected_solar_farm | Global Solar Power Tracker - February 2026 |  | 不适用 | 运行参数继承参考Generators_data.csv的风电/光伏设定
3072 | XJ | 5 | 新疆 | Aksu Prefecture | Xinhe | 汉能阿克苏光伏发电新和光伏并网发电项目一期20.0MW发电工程 | Xinjiang Akesu Xinhe Hanergy Grid-Connected solar farm | 1 | 光伏 | PV | 20 | operating | 2013 | Xinjiang Silk Road Runyuan New Energy Co Ltd [100%] | Hanergy Aksu Photovoltaic Power | 41.5875 | 82.2852 | L100000802173 | G100000802579 | https://www.gem.wiki/Xinjiang_Akesu_Xinhe_Hanergy_Grid-Connected_solar_farm | Global Solar Power Tracker - February 2026 |  | 不适用 | 运行参数继承参考Generators_data.csv的风电/光伏设定
3073 | XJ | 5 | 新疆 | Kizilsu AP | Akto | 华能阿克陶100MW光伏项目 | Xinjiang Aketao (Huaneng) solar power plant | 1 | 光伏 | PV | 100 | operating | 2022 | Huaneng Xinjiang Energy Development Co Ltd [100%] |  | 39.0830 | 75.4920 | L100000811343 | G100000813822 | https://www.gem.wiki/Xinjiang_Aketao_(Huaneng)_solar_power_plant | Global Solar Power Tracker - February 2026 |  | 不适用 | 运行参数继承参考Generators_data.csv的风电/光伏设定
3074 | XJ | 5 | 新疆 | Kizilsu AP | Akto | 华能阿克陶二期50MW光伏项目 | Xinjiang Aketao (Huaneng) solar power plant | 2 | 光伏 | PV | 50 | operating | 2022 | Huaneng Xinjiang Energy Development Co Ltd [100%] |  | 39.0830 | 75.4920 | L100000811343 | G100000813823 | https://www.gem.wiki/Xinjiang_Aketao_(Huaneng)_solar_power_plant | Global Solar Power Tracker - February 2026 |  | 不适用 | 运行参数继承参考Generators_data.csv的风电/光伏设定
3075 | XJ | 5 | 新疆 | Kizilsu AP | Akto | 克州2021年首批新增光伏发电项目龙源阿克陶光伏 | Xinjiang Aketao (Longyuan) solar power plant | -- | 光伏 | PV | 50 | operating | 2023 | Xinjiang Longyuan Windpower Generation Co Ltd [100%] |  | 39.0830 | 75.4920 | L100000811344 | G100000813824 | https://www.gem.wiki/Xinjiang_Aketao_(Longyuan)_solar_power_plant | Global Solar Power Tracker - February 2026 |  | 不适用 | 运行参数继承参考Generators_data.csv的风电/光伏设定
3076 | XJ | 5 | 新疆 | Kizilsu AP | Akto | 国家电投阿克陶100兆瓦光伏项目 | Xinjiang Aketao (State Power Investment) solar farm | -- | 光伏 | PV | 100 | operating | 2023 | State Power Investment Group Hubei Green Power New Energy Co Ltd [100%] | Kizilsu Green Power New Energy | 39.0550 | 75.8980 | L100000828949 | G100000832696 | https://www.gem.wiki/Xinjiang_Aketao_(State_Power_Investment)_solar_farm | Global Solar Power Tracker - February 2026 |  | 不适用 | 运行参数继承参考Generators_data.csv的风电/光伏设定
3077 | XJ | 5 | 新疆 | Kizilsu AP | Akto | 新华发电奥依塔克40万千瓦光伏发电项目 | Xinjiang Aketao Aoyitake (Xinhua) solar power plant | 1 | 光伏 | PV | 400 | operating | 2023 | Shaanxi Xinhua Water Resources and Hydropower Investment Co Ltd [100%] | Xinhua (Aketao) Power Investment | 39.1676 | 75.9739 | L100000811345 | G100000813825 | https://www.gem.wiki/Xinjiang_Aketao_Aoyitake_(Xinhua)_solar_power_plant | Global Solar Power Tracker - February 2026 |  | 不适用 | 运行参数继承参考Generators_data.csv的风电/光伏设定
3078 | XJ | 5 | 新疆 | Kizilsu AP | Akto | 印加昌晟克州阿克陶20兆瓦光伏并网发电项目 | Xinjiang Aketao Oytak Changsheng solar farm | -- | 光伏 | PV | 20 | operating | 2017 | Xinjiang Silk Road Zeyuan New Energy Co Ltd [100%] | Aketao Changsheng New Energy Development | 42.4805 | 85.4633 | L100000802617 | G100000803087 | https://www.gem.wiki/Xinjiang_Aketao_Oytak_Changsheng_solar_farm | Global Solar Power Tracker - February 2026 |  | 不适用 | 运行参数继承参考Generators_data.csv的风电/光伏设定
3079 | XJ | 5 | 新疆 | Kizilsu AP | Akto | 常州益鑫克州阿克陶20兆瓦光伏并网发电项目 | Xinjiang Aketao Oytak Yixin solar farm | -- | 光伏 | PV | 20 | operating | 2017 | Xinjiang Silk Road Runyuan New Energy Co Ltd [100%] | Aketao Yixin New Energy Technology | 39.0056 | 75.5570 | L100000802605 | G100000803075 | https://www.gem.wiki/Xinjiang_Aketao_Oytak_Yixin_solar_farm | Global Solar Power Tracker - February 2026 |  | 不适用 | 运行参数继承参考Generators_data.csv的风电/光伏设定
3080 | XJ | 5 | 新疆 | Kizilsu AP | Akto | 阿克陶县新特光伏发电有限责任公司二期40兆瓦光伏并网发电项目 | Xinjiang Aketao Xinte solar farm | 2 | 光伏 | PV | 40 | operating | 2016 | Jinkong Power Shanxi New Energy Co Ltd [100%] | Aketao Xinte Photovoltaic Power Generation | 39.1487 | 75.9458 | L100000803046 | G100000803535 | https://www.gem.wiki/Xinjiang_Aketao_Xinte_solar_farm | Global Solar Power Tracker - February 2026 |  | 不适用 | 运行参数继承参考Generators_data.csv的风电/光伏设定
3081 | XJ | 5 | 新疆 | Aksu Prefecture | Kuqa City | 天华新能源阿克苏库车20兆瓦光伏电站发电项目 | Xinjiang Aksu Kuqa Tianhua solar farm | -- | 光伏 | PV | 20 | operating | 2015 | Xinhua Power Development Investment Co Ltd [100%] | Kuqa Tianhua New Energy Power | 41.7492 | 83.2388 | L100000802615 | G100000803085 | https://www.gem.wiki/Xinjiang_Aksu_Kuqa_Tianhua_solar_farm | Global Solar Power Tracker - February 2026 |  | 不适用 | 运行参数继承参考Generators_data.csv的风电/光伏设定
3082 | XJ | 5 | 新疆 | Aksu Prefecture | Uqturpan (Wushi) | 华阳伟业阿克苏乌什20兆瓦光伏电站发电项目 | Xinjiang Aksu Wushi Huayang Weiye solar farm | -- | 光伏 | PV | 20 | operating | 2015 | Xinhua Power Development Investment Co Ltd [100%] | Wushi Huayang Weiye Solar Energy Technology | 41.1688 | 79.2868 | L100000802610 | G100000803080 | https://www.gem.wiki/Xinjiang_Aksu_Wushi_Huayang_Weiye_solar_farm | Global Solar Power Tracker - February 2026 |  | 不适用 | 运行参数继承参考Generators_data.csv的风电/光伏设定
3083 | XJ | 5 | 新疆 | Aksu Prefecture | Xayar | 沙雅晶芯科技阿克苏光伏并网电站项目一期20.0MW发电工程 | Xinjiang Aksu Xayar Jingxin solar farm | 1 | 光伏 | PV | 20 | operating | 2013 | Jinko Power Co Ltd [100%] | Shaya Jingxin Technology | 41.1386 | 82.8295 | L100000802168 | G100000802573 | https://www.gem.wiki/Xinjiang_Akesu_Shaya_Jingxin_solar_farm | Global Solar Power Tracker - February 2026 |  | 不适用 | 运行参数继承参考Generators_data.csv的风电/光伏设定
3084 | XJ | 5 | 新疆 | Aksu Prefecture | Xayar | 沙雅晶芯科技阿克苏并网光伏发电站项目二期20.0MW发电工程 | Xinjiang Aksu Xayar Jingxin solar farm | 2 | 光伏 | PV | 20 | operating | 2013 | Jinko Power Co Ltd [100%] | Shaya Jingxin Technology | 41.1386 | 82.8295 | L100000802168 | G100000802572 | https://www.gem.wiki/Xinjiang_Akesu_Shaya_Jingxin_solar_farm | Global Solar Power Tracker - February 2026 |  | 不适用 | 运行参数继承参考Generators_data.csv的风电/光伏设定
3085 | XJ | 5 | 新疆 | Aimaiti Nengtuo Pugelake Town | Alar City | 阿拉尔晶科能源新疆兵团一期光伏并网电站20.0MW发电工程 | Xinjiang Alar Jinko Grid-Connected solar farm | 1 | 光伏 | PV | 20 | operating | 2013 | Jinko Power Co Ltd [100%] | Alar Jinko Energy | 40.7019 | 81.2847 | L100000802263 | G100000802706 | https://www.gem.wiki/Xinjiang_Alar_Jinko_Grid-Connected_solar_farm | Global Solar Power Tracker - February 2026 |  | 不适用 | 运行参数继承参考Generators_data.csv的风电/光伏设定
3086 | XJ | 5 | 新疆 | Aimaiti Nengtuo Pugelake Town | Alar City | 阿拉尔晶科二期30兆瓦并网光伏电站项目 | Xinjiang Alar Jinko Grid-Connected solar farm | 2 | 光伏 | PV | 30 | operating | 2015 | Jinko Power Co Ltd [100%] | Alar Jinko Energy | 40.7019 | 81.2847 | L100000802263 | G100000802705 | https://www.gem.wiki/Xinjiang_Alar_Jinko_Grid-Connected_solar_farm | Global Solar Power Tracker - February 2026 |  | 不适用 | 运行参数继承参考Generators_data.csv的风电/光伏设定
3087 | XJ | 5 | 新疆 | 10th Division of 1st Regiment of Xinjiang Production and Construction Corps | Alar City | 一师阿拉尔纺织产业园源网荷储项目一期10万千瓦光伏发电项目 | Xinjiang Alar Textile Park "Source/Grid/Load/Storage" solar farm | 1 | 光伏 | PV | 100 | operating | 2024 | State Power Investment Group Xinjiang Energy and Chemical Co Ltd [100%] |  | 40.5440 | 81.3520 | L100000828950 | G100000832697 | https://www.gem.wiki/Xinjiang_Alar_Textile_Park_"Source/Grid/Load/Storage"_solar_farm | Global Solar Power Tracker - February 2026 |  | 不适用 | 运行参数继承参考Generators_data.csv的风电/光伏设定
3088 | XJ | 5 | 新疆 |  | Alar City | 阿拉尔天华阳光新能源新疆兵团农一师十团十一连一期30.0MW发电工程 | Xinjiang Alar Tianhua Sunshine Grid-Connected solar farm | 1 | 光伏 | PV | 30 | operating | 2012 | Huaneng Xinjiang Energy Development Co Ltd [100%] | Alar Tianhua Sunshine New Energy Power | 40.6914 | 81.2626 | L100000802264 | G100000802708 | https://www.gem.wiki/Xinjiang_Alar_Tianhua_Sunshine_Grid-Connected_solar_farm | Global Solar Power Tracker - February 2026 |  | 不适用 | 运行参数继承参考Generators_data.csv的风电/光伏设定
3089 | XJ | 5 | 新疆 |  | Alar City | 阿拉尔天华阳光新能源新疆兵团农一师十团十一连二期30.0MW发电工程 | Xinjiang Alar Tianhua Sunshine Grid-Connected solar farm | 2 | 光伏 | PV | 30 | operating | 2015 | Huaneng Xinjiang Energy Development Co Ltd [100%] | Alar Tianhua Sunshine New Energy Power | 40.7035 | 81.2759 | L100000802264 | G100000802707 | https://www.gem.wiki/Xinjiang_Alar_Tianhua_Sunshine_Grid-Connected_solar_farm | Global Solar Power Tracker - February 2026 |  | 不适用 | 运行参数继承参考Generators_data.csv的风电/光伏设定
3090 | XJ | 5 | 新疆 | Altay Prefecture | Fuhai | 中电电气阿勒泰福海20兆瓦光伏并网发电项目 | Xinjiang Altay Fuhai (CLP) solar farm | -- | 光伏 | PV | 20 | operating | 2016 | SEPCOIII Electric Power Construction Corp [100%] | CLP Fuhai Solar Energy | 47.1106 | 87.4845 | L100000802619 | G100000803089 | https://www.gem.wiki/Xinjiang_Altay_Fuhai_(CLP)_solar_farm | Global Solar Power Tracker - February 2026 |  | 不适用 | 运行参数继承参考Generators_data.csv的风电/光伏设定
3091 | XJ | 5 | 新疆 | Altay Prefecture | Fuhai | 福海县埃菲生并网光伏发电项目 | Xinjiang Altay Fuhai Efisheng solar farm | -- | 光伏 | PV | 20 | operating | 2017 | China Power Investment Xinjiang Energy Chemical Industry Group Turpan Co Ltd [100%] | Fuhai Efisheng Energy Development | 46.3297 | 87.8968 | L100000802607 | G100000803077 | https://www.gem.wiki/Xinjiang_Altay_Fuhai_Efisheng_solar_farm | Global Solar Power Tracker - February 2026 |  | 不适用 | 运行参数继承参考Generators_data.csv的风电/光伏设定
3092 | XJ | 5 | 新疆 | Altay Prefecture | Fuhai | 新疆恒灿福海一期并网光伏发电项目 | Xinjiang Altay Fuhai Hengcan Grid-Connected solar farm | 1 | 光伏 | PV | 20 | operating | 2016 | Huadian New Energy Group Co Ltd [100%] | Xinjiang Hengcan Photovoltaic Energy | 47.0122 | 87.4831 | L100000802175 | G100000802581 | https://www.gem.wiki/Xinjiang_Altay_Fuhai_Hengcan_Grid-Connected_solar_farm | Global Solar Power Tracker - February 2026 |  | 不适用 | 运行参数继承参考Generators_data.csv的风电/光伏设定
3093 | XJ | 5 | 新疆 | Altay Prefecture | Fuyun | 富蕴国联阳光发电阿勒泰富蕴光伏并网发电项目一期30.0MW发电工程 | Xinjiang Altay Fuyun Guolian Sunshine Grid-Connected solar farm | 1 | 光伏 | PV | 30 | operating | 2014 | Kuangda New Energy Investment Co Ltd [100%] | Fuyun Guolian Sunshine Power Generation | 46.3326 | 89.5441 | L100000802176 | G100000802582 | https://www.gem.wiki/Xinjiang_Altay_Fuyun_Guolian_Sunshine_Grid-Connected_solar_farm | Global Solar Power Tracker - February 2026 |  | 不适用 | 运行参数继承参考Generators_data.csv的风电/光伏设定
3094 | XJ | 5 | 新疆 | Altay Prefecture | Qinghe | 中广核青河太阳能阿勒泰青河一期20.0MW发电工程 | Xinjiang Altay Qinghe CGN solar farm | 1 | 光伏 | PV | 20 | operating | 2011 | CGN Solar Energy Development Co Ltd [100%] | CGN Qinghe Solar Energy | 46.1684 | 90.4355 | L100000802177 | G100000804068 | https://www.gem.wiki/Xinjiang_Altay_Qinghe_CGN_solar_farm | Global Solar Power Tracker - February 2026 |  | 不适用 | 运行参数继承参考Generators_data.csv的风电/光伏设定
3095 | XJ | 5 | 新疆 | Altay Prefecture | Qinghe | 中广核青河太阳能阿勒泰青河二期20.0MW发电工程 | Xinjiang Altay Qinghe CGN solar farm | 2 | 光伏 | PV | 20 | operating | 2012 | CGN Solar Energy Development Co Ltd [100%] | CGN Qinghe Solar Energy | 46.1684 | 90.4355 | L100000802177 | G100000802583 | https://www.gem.wiki/Xinjiang_Altay_Qinghe_CGN_solar_farm | Global Solar Power Tracker - February 2026 |  | 不适用 | 运行参数继承参考Generators_data.csv的风电/光伏设定
3096 | XJ | 5 | 新疆 | Kizilsu AP | Artux City | 国家电投克州阿图什25万千瓦/100万千瓦时共享储能和100万千瓦市场化并网光伏发电项目（一期40万千瓦） | Xinjiang Artux (State Power Investment ) Energy Storage solar farm | 1 | 光伏 | PV | 400 | operating | 2023 | State Power Investment Group Co Ltd [100%] | State Power Investment Group CO LTD Hubei Branch | 41.1678 | 80.2582 | L100000811346 | G100000813826 | https://www.gem.wiki/Xinjiang_Artux_(State_Power_Investment_)_Energy_Storage_solar_farm | Global Solar Power Tracker - February 2026 |  | 不适用 | 运行参数继承参考Generators_data.csv的风电/光伏设定
3097 | XJ | 5 | 新疆 | Kizilsu AP | Artux City | 阿图什新特光伏发电克孜勒苏州光伏并网发电项目20.0MW发电工程 | Xinjiang Atushi (Xinte) solar farm | -- | 光伏 | PV | 20 | operating | 2015 | Jinko Power Co Ltd [100%] | Atushi Xinte Photovoltaic Power Generation | 39.6690 | 75.8520 | L100000811348 | G100000813828 | https://www.gem.wiki/Xinjiang_Atushi_(Xinte)_solar_farm | Global Solar Power Tracker - February 2026 |  | 不适用 | 运行参数继承参考Generators_data.csv的风电/光伏设定
3098 | XJ | 5 | 新疆 | Aksu Prefecture | Awat | 阿瓦提天华新能源阿克苏阿瓦提20MW光伏并网发电工程 | Xinjiang Awat Tianhua solar farm | -- | 光伏 | PV | 20 | operating | 2014 | Dincen Electric Equipment Sales (Tianjin) Co Ltd [100%] | Awati Tianhua New Energy Power | 40.6424 | 80.3727 | L100000803338 | G100000803844 | https://www.gem.wiki/Xinjiang_Awat_Tianhua_solar_farm | Global Solar Power Tracker - February 2026 |  | 不适用 | 运行参数继承参考Generators_data.csv的风电/光伏设定
3099 | XJ | 5 | 新疆 | Aksu Prefecture | Awat | 阿瓦提县粤水电40万千瓦光伏+储能市场化并网项目 | Xinjiang Awati 400 MW Storage and solar power plant | -- | 光伏 | PV | 400 | operating | 2023 | Xinjiang Guangdong Hydro New Energy Co Ltd [100%] |  | 40.6424 | 80.3727 | L100000811349 | G100000813829 | https://www.gem.wiki/Xinjiang_Awati_400_MW_Storage_and_solar_power_plant | Global Solar Power Tracker - February 2026 |  | 不适用 | 运行参数继承参考Generators_data.csv的风电/光伏设定
3100 | XJ | 5 | 新疆 | Kashgar Prefecture | Maralbexi (Bachu) | 粤水电喀什巴楚县 20MWp光伏项目 | Xinjiang Bachu (Guangdong Hydro) solar power plant | 1 | 光伏 | PV | 20 | operating | 2020 | Xinjiang Guangdong Hydropwer Energy Co Ltd [100%] | Bachu County Guangdong Hydro Energy | 39.7981 | 78.5478 | L100000811350 | G100000832700 | https://www.gem.wiki/Xinjiang_Bachu_(Guangdong_Hydro)_solar_power_plant | Global Solar Power Tracker - February 2026 |  | 不适用 | 运行参数继承参考Generators_data.csv的风电/光伏设定
3101 | XJ | 5 | 新疆 | Kashgar Prefecture | Maralbexi (Bachu) | 巴楚县150兆瓦光储一体化项目 | Xinjiang Bachu (Guangdong Hydro) solar power plant | 2 | 光伏 | PV | 150 | operating | 2022 | Xinjiang Guangdong Hydropwer Energy Co Ltd [100%] | Bachu County Guangdong Hydropower Energy | 39.7667 | 78.2496 | L100000811350 | G100000813830 | https://www.gem.wiki/Xinjiang_Bachu_(Guangdong_Hydro)_solar_power_plant | Global Solar Power Tracker - February 2026 |  | 不适用 | 运行参数继承参考Generators_data.csv的风电/光伏设定
3102 | XJ | 5 | 新疆 | Kashgar Prefecture | Maralbexi (Bachu) | 粤水电巴楚三期100兆瓦光储发电项目 | Xinjiang Bachu (Guangdong Hydro) solar power plant | 3 | 光伏 | PV | 100 | operating | 2023 | Xinjiang Guangdong Hydropwer Energy Co Ltd [100%] |  | 39.7981 | 78.5478 | L100000811350 | G100000832701 | https://www.gem.wiki/Xinjiang_Bachu_(Guangdong_Hydro)_solar_power_plant | Global Solar Power Tracker - February 2026 |  | 不适用 | 运行参数继承参考Generators_data.csv的风电/光伏设定
3103 | XJ | 5 | 新疆 | Kashgar Prefecture | Maralbexi (Bachu) | 粤水电巴楚县80万千瓦市场化并网光伏发电项目 | Xinjiang Bachu (Guangdong Hydro) solar power plant | 4 | 光伏 | PV | 800 | operating | 2023 | Xinjiang Guangdong Hydropwer Energy Co Ltd [100%] |  | 39.7667 | 78.2496 | L100000811350 | G100000813831 | https://www.gem.wiki/Xinjiang_Bachu_(Guangdong_Hydro)_solar_power_plant | Global Solar Power Tracker - February 2026 |  | 不适用 | 运行参数继承参考Generators_data.csv的风电/光伏设定
3104 | XJ | 5 | 新疆 | Kashgar Prefecture | Maralbexi (Bachu) | 粤水电巴楚五期2000兆瓦光储发电项目 | Xinjiang Bachu (Guangdong Hydro) solar power plant | 5.1 | 光伏 | PV | 400 | operating | 2023 | Xinjiang Guangdong Hydropwer Energy Co Ltd [100%] | Bachu Guangdoing Hydro Energy | 39.7981 | 78.5478 | L100000811350 | G100000832702 | https://www.gem.wiki/Xinjiang_Bachu_(Guangdong_Hydro)_solar_power_plant | Global Solar Power Tracker - February 2026 |  | 不适用 | 运行参数继承参考Generators_data.csv的风电/光伏设定
3105 | XJ | 5 | 新疆 | Kashgar Prefecture | Maralbexi (Bachu) | 丝路网能巴楚县100MW光储并网发电项目 | Xinjiang Bachu (Silk Road Grid) solar/storage farm | -- | 光伏 | PV | 100 | operating | 2022 |  | Bachu Silu Wangneng New Energy | 39.9990 | 78.9390 | L100000828953 | G100000832704 | https://www.gem.wiki/Xinjiang_Bachu_(Silk_Road_Grid)_solar/storage_farm | Global Solar Power Tracker - February 2026 |  | 不适用 | 运行参数继承参考Generators_data.csv的风电/光伏设定
3106 | XJ | 5 | 新疆 | Aksu Prefecture | Baicheng | 中泰金晖兆丰园区配套新能源（20万千瓦光伏）源网荷储一体化项目 | Xinjiang Baicheng Jinhui Zhaofeng Park Integrated solar farm | -- | 光伏 | PV | 200 | operating | 2025 | Xinjiang Cohesion New Energy Technology Co Ltd [10%]; Xinjiang Zhongtai Xinneng Power Co Ltd [80%]; Xinjiang Jinhui Zhaofeng Energy Co Ltd [10%] | Baicheng Zhongtai Xinneng Power | 42.0364 | 81.9353 | L100000811351 | G100000813832 | https://www.gem.wiki/Xinjiang_Baicheng_Jinhui_Zhaofeng_Park_Integrated_solar_farm | Global Solar Power Tracker - February 2026 |  | 不适用 | 运行参数继承参考Generators_data.csv的风电/光伏设定
3107 | XJ | 5 | 新疆 | Hami | Barköl | 尚风哈密巴里坤20兆瓦光伏并网发电项目 | Xinjiang Balikun Santanghuxiang Shangfeng solar farm | -- | 光伏 | PV | 20 | operating | 2015 | Shenneng North Energy Holding Co Ltd [100%] | Balikun Shangfeng New Energy Investment | 44.7063 | 94.0963 | L100000802614 | G100000803084 | https://www.gem.wiki/Xinjiang_Balikun_Santanghuxiang_Shangfeng_solar_farm | Global Solar Power Tracker - February 2026 |  | 不适用 | 运行参数继承参考Generators_data.csv的风电/光伏设定
3108 | XJ | 5 | 新疆 | Bayingolin AP | Yanqi AC | 焉耆县光润新能源巴州20MW光伏并网发电工程 | Xinjiang Bayingolin Guangrun solar farm | -- | 光伏 | PV | 20 | operating | 2014 | Huadian Fuxin Energy Development Co Ltd. [70%]; Jiangsu King Sun Power Co Ltd [30%] | Yanqi Guangrun New Energy Power Generation | 40.6544 | 87.8061 | L100000803359 | G100000803865 | https://www.gem.wiki/Xinjiang_Bayingolin_Guangrun_solar_farm | Global Solar Power Tracker - February 2026 |  | 不适用 | 运行参数继承参考Generators_data.csv的风电/光伏设定
3109 | XJ | 5 | 新疆 | Bayingolin AP | Korla City | 库尔勒汉能太阳能发电巴音郭楞州并网光伏电站发电项目20.0MW发电工程 | Xinjiang Bayingolin Hanneng solar farm | -- | 光伏 | PV | 20 | operating | 2014 | Xinjiang Hanyuan Hengtai Energy Development Co Ltd [100%] | Korla Hanneng Solar Power | 41.7490 | 86.2060 | L100000803358 | G100000803864 | https://www.gem.wiki/Xinjiang_Bayingolin_Hanneng_solar_farm | Global Solar Power Tracker - February 2026 |  | 不适用 | 运行参数继承参考Generators_data.csv的风电/光伏设定
3110 | XJ | 5 | 新疆 | Bayingolin AP | Bohu | 国能巴州抽水蓄能配套博湖60万千瓦光伏项目, 国能巴州抽水蓄能配套博湖60万千瓦光伏项目 | Xinjiang Bayingolin Hydro Pumped Storage - Photovoltaic Integration solar farm | Bohu | 光伏 | PV | 600 | operating | 2025 | Guodian Power Bayingolin Power Generation Co Ltd; China Energy Investment Xinjiang Kaidu River Valley Hydropower Development Co Ltd |  | 41.7710 | 86.9290 | L100001019042 | G100001021440 | https://www.gem.wiki/Xinjiang_Bayingolin_Hydro_Pumped_Storage_-_Photovoltaic_Integration_solar_farm | Global Solar Power Tracker - February 2026 |  | 不适用 | 运行参数继承参考Generators_data.csv的风电/光伏设定
3111 | XJ | 5 | 新疆 | Bayingolin AP | Yanqi AC | 国能巴州抽水蓄能配套焉耆25万千瓦光伏项目, 国能巴州抽水蓄能配套博湖60万千瓦光伏项目 | Xinjiang Bayingolin Hydro Pumped Storage - Photovoltaic Integration solar farm | Yanqi AC | 光伏 | PV | 250 | operating | 2025 | Guodian Power Bayingolin Power Generation Co Ltd; China Energy Investment Xinjiang Kaidu River Valley Hydropower Development Co Ltd |  | 42.1050 | 86.1730 | L100001019042 | G100001021439 | https://www.gem.wiki/Xinjiang_Bayingolin_Hydro_Pumped_Storage_-_Photovoltaic_Integration_solar_farm | Global Solar Power Tracker - February 2026 |  | 不适用 | 运行参数继承参考Generators_data.csv的风电/光伏设定
3112 | XJ | 5 | 新疆 | Bayingolin AP | Bohu | 中船重工巴州海为新能源巴音郭楞博湖并网光伏一期20MWp发电工程 | Xinjiang Bayinguoleng Bohu CSIC Grid-Connected solar farm | 1 | 光伏 | PV | 20 | operating | 2014 | CSIC Haiwei [100%] | Bazhou Haiwei New Energy | 41.8345 | 86.8883 | L100000802178 | G100000802584 | https://www.gem.wiki/Xinjiang_Bayinguoleng_Bohu_CSIC_Grid-Connected_solar_farm | Global Solar Power Tracker - February 2026 |  | 不适用 | 运行参数继承参考Generators_data.csv的风电/光伏设定
3113 | XJ | 5 | 新疆 | Bayingolin AP | Hejing | 和静金太阳二师21团一期20MW光伏发电项目 | Xinjiang Bayinguoleng Hejing 2nd Division 21st Brigade solar farm | 1 | 光伏 | PV | 20 | operating | 2016 | Zhejiang Jiahua Energy Chemical Industry Co Ltd [100%] | Hejing Golden Sun Power Generation | 41.7570 | 85.6278 | L100000803218 | G100000803720 | https://www.gem.wiki/Xinjiang_Bayinguoleng_Hejing_2nd_Division_21st_Brigade_solar_farm | Global Solar Power Tracker - February 2026 |  | 不适用 | 运行参数继承参考Generators_data.csv的风电/光伏设定
3114 | XJ | 5 | 新疆 | Bayingolin AP | Korla City | 新疆英利二师29团二期20mw光伏发电项目 | Xinjiang Bayinguoleng Yingli 2nd Division 29th Brigade solar farm | 2 | 光伏 | PV | 20 | operating | 2016 | Yingli Energy (Beijing) Co Ltd [100%] | Xinjiang Yingli New Energy | 41.7617 | 86.1441 | L100000802265 | G100000802709 | https://www.gem.wiki/Xinjiang_Bayinguoleng_Yingli_2nd_Division_29th_Brigade_solar_farm | Global Solar Power Tracker - February 2026 |  | 不适用 | 运行参数继承参考Generators_data.csv的风电/光伏设定
3115 | XJ | 5 | 新疆 | Bayingolin AP | Bohu | 大唐新能源巴州博湖并网光伏一期20MWp 发电工程 | Xinjiang Bazhou Bohu Datang Grid-Connected solar farm | 1 | 光伏 | PV | 20 | operating | 2014 | Datang Xinjiang Power Generation Co Ltd [100%] | Datang Bohu New Energy | 41.8345 | 86.8883 | L100000802179 | G100000802585 | https://www.gem.wiki/Xinjiang_Bazhou_Bohu_Datang_Grid-Connected_solar_farm | Global Solar Power Tracker - February 2026 |  | 不适用 | 运行参数继承参考Generators_data.csv的风电/光伏设定
3116 | XJ | 5 | 新疆 | Bayingolin AP | Hejing | 和静天宏阳光太阳能科技巴州一期30MW光伏并网发电工程 | Xinjiang Bazhou Hejing Tianhong Sunshine Grid-Connected solar farm | 1 | 光伏 | PV | 30 | operating | 2014 | Xinjiang Silk Road Qianyuan Energy Co Ltd [100%] | Hejing Tianhong Sunshine Solar Technology | 42.3735 | 86.2405 | L100000802181 | G100000802587 | https://www.gem.wiki/Xinjiang_Bazhou_Hejing_Tianhong_Sunshine_Grid-Connected_solar_farm | Global Solar Power Tracker - February 2026 |  | 不适用 | 运行参数继承参考Generators_data.csv的风电/光伏设定
3117 | XJ | 5 | 新疆 | Bayingolin AP | Hejing | 和静新天绿色能源巴州一期20MW光伏并网发电工程 | Xinjiang Bazhou Hejing Xintian Sunshine Grid-Connected solar farm | 1 | 光伏 | PV | 20 | operating | 2014 | Shenzhen Xintian Green Energy Investment Co Ltd [100%] | Hejing Xintian Green Energy | 42.3746 | 86.2425 | L100000802182 | G100000802588 | https://www.gem.wiki/Xinjiang_Bazhou_Hejing_Xintian_Sunshine_Grid-Connected_solar_farm | Global Solar Power Tracker - February 2026 |  | 不适用 | 运行参数继承参考Generators_data.csv的风电/光伏设定
3118 | XJ | 5 | 新疆 | Bayingolin AP | Hejing | 旭双巴州和静 20 兆瓦光伏并网发电项 目 | Xinjiang Bazhou Hejing Xushuang Grid-Connected solar farm | -- | 光伏 | PV | 20 | operating | 2014 | China Nuclear Exchange Energy Co Ltd [100%] | Hejing Xushuang Solar Technology | 42.3696 | 86.2565 | L100000802183 | G100000802589 | https://www.gem.wiki/Xinjiang_Bazhou_Hejing_Xushuang_Grid-Connected_solar_farm | Global Solar Power Tracker - February 2026 |  | 不适用 | 运行参数继承参考Generators_data.csv的风电/光伏设定
3119 | XJ | 5 | 新疆 | Bayingolin AP | Hejing | 和静益鑫新能源巴州一期30MW光伏并网发电工程 | Xinjiang Bazhou Hejing Yixin Grid-Connected solar farm | 1 | 光伏 | PV | 30 | operating | 2013 | Hangzhou Taijing Photovoltaic Power Generation Co Ltd [100%] | Hejing Yixin New Energy Technology | 42.3696 | 86.2565 | L100000802184 | G100000802590 | https://www.gem.wiki/Xinjiang_Bazhou_Hejing_Yixin_Grid-Connected_solar_farm | Global Solar Power Tracker - February 2026 |  | 不适用 | 运行参数继承参考Generators_data.csv的风电/光伏设定
3120 | XJ | 5 | 新疆 | Bayingolin AP | Hejing | 益鑫巴州和静二期30兆瓦光伏并网发电项目 | Xinjiang Bazhou Hejing Yixinsheng solar farm | 2 | 光伏 | PV | 30 | operating | 2016 | Hangzhou Taijing Photovoltaic Power Generation Co Ltd [100%] | Hejing Yixinsheng New Energy Technology | 42.3698 | 86.2520 | L100000803047 | G100000803536 | https://www.gem.wiki/Xinjiang_Bazhou_Hejing_Yixinsheng_solar_farm | Global Solar Power Tracker - February 2026 |  | 不适用 | 运行参数继承参考Generators_data.csv的风电/光伏设定
3121 | XJ | 5 | 新疆 | Bayingolin AP | Hejing | 正信和静 20MWp 并网光伏发电站建 设项目 | Xinjiang Bazhou Hejing Zhengxin Grid-Connected solar farm | -- | 光伏 | PV | 20 | operating | 2014 | Xinjiang Silk Road Tianyuan New Energy Co Ltd [100%] | Hejing Zhengxin Photovoltaic Electronics | 42.3715 | 86.2527 | L100000802185 | G100000802591 | https://www.gem.wiki/Xinjiang_Bazhou_Hejing_Zhengxin_Grid-Connected_solar_farm | Global Solar Power Tracker - February 2026 |  | 不适用 | 运行参数继承参考Generators_data.csv的风电/光伏设定
3122 | XJ | 5 | 新疆 | Bayingolin AP | Hejing | 振和新能源巴州和静一期30兆瓦光伏并网发电项目 | Xinjiang Bazhou Hejing Zhenhe Grid-Connected solar farm | 1 | 光伏 | PV | 30 | operating | 2015 | China Power Investment Xinjiang Energy Chemical Industry Group Aksu Co Ltd [100%] | Hejing Zhenhe New Energy Technology | 42.3754 | 86.2516 | L100000802186 | G100000802592 | https://www.gem.wiki/Xinjiang_Bazhou_Hejing_Zhenhe_Grid-Connected_solar_farm | Global Solar Power Tracker - February 2026 |  | 不适用 | 运行参数继承参考Generators_data.csv的风电/光伏设定
3123 | XJ | 5 | 新疆 | Bayingolin AP | Korla City | 中节能太阳能科技库尔勒巴音郭楞州光伏并网发电项目一期20.0MW发电工程 | Xinjiang Bazhou Korla CECEP Grid-Connected solar farm | 1 | 光伏 | PV | 20 | operating | 2014 | CECEP Solar Energy Technology Co Ltd [100%] | CECEP Solar Energy Technology Korla | 41.9292 | 85.5557 | L100000802187 | G100000802593 | https://www.gem.wiki/Xinjiang_Bazhou_Korla_CECEP_Grid-Connected_solar_farm | Global Solar Power Tracker - February 2026 |  | 不适用 | 运行参数继承参考Generators_data.csv的风电/光伏设定
3124 | XJ | 5 | 新疆 | Bayingolin AP | Korla City | 汉能巴州库尔勒 20 兆瓦光伏并网 发电项目 | Xinjiang Bazhou Korla Hanneng Grid-Connected solar farm | -- | 光伏 | PV | 20 | operating | 2014 | Xinjiang Hanyuan Hengtai Energy Development Co Ltd [100%] | Korla Hanneng Solar Power | 41.9293 | 85.5556 | L100000802188 | G100000802594 | https://www.gem.wiki/Xinjiang_Bazhou_Korla_Hanneng_Grid-Connected_solar_farm | Global Solar Power Tracker - February 2026 |  | 不适用 | 运行参数继承参考Generators_data.csv的风电/光伏设定
3125 | XJ | 5 | 新疆 | Bayingolin AP | Korla City | 库尔勒新特汇能能源特变电工巴州库尔勒一期20.0MW发电工程 | Xinjiang Bazhou Korla Xinte Huineng Grid-Connected solar farm | 1 | 光伏 | PV | 20 | operating | 2014 | China Nuclear Exchange Energy Co Ltd [100%] | Korla Xinte Huineng Energy | 41.9335 | 85.5385 | L100000802189 | G100000802595 | https://www.gem.wiki/Xinjiang_Bazhou_Korla_Xinte_Huineng_Grid-Connected_solar_farm | Global Solar Power Tracker - February 2026 |  | 不适用 | 运行参数继承参考Generators_data.csv的风电/光伏设定
3126 | XJ | 5 | 新疆 | Bayingolin AP | Luntai | 中节能太阳能科技巴音郭楞州轮台一期20MW光伏并网发电工程 | Xinjiang Bazhou Luntai CECEP Grid-Connected solar farm | 1 | 光伏 | PV | 20 | operating | 2013 | CECEP Solar Energy Technology Co Ltd [100%] | CECEP Solar Technology Luntai | 41.8818 | 83.9860 | L100000802190 | G100000802596 | https://www.gem.wiki/Xinjiang_Bazhou_Luntai_CECEP_Grid-Connected_solar_farm | Global Solar Power Tracker - February 2026 |  | 不适用 | 运行参数继承参考Generators_data.csv的风电/光伏设定
3127 | XJ | 5 | 新疆 | Bayingolin AP | Luntai | 中节能轮台二期30兆瓦光伏并网发电项目 | Xinjiang Bazhou Luntai CECEP Grid-Connected solar farm | 2 | 光伏 | PV | 30 | operating | 2016 | CECEP Solar Technology Co Ltd [100%] | CECEP Solar Technology Wheel | 44.7063 | 94.0963 | L100000802190 | G100000802597 | https://www.gem.wiki/Xinjiang_Bazhou_Luntai_CECEP_Grid-Connected_solar_farm | Global Solar Power Tracker - February 2026 |  | 不适用 | 运行参数继承参考Generators_data.csv的风电/光伏设定
3128 | XJ | 5 | 新疆 | Bayingolin AP | Ruoqiang | 中船重工若羌海为新能源巴州若羌并网光伏一期20.0MWp发电工程 | Xinjiang Bazhou Ruoqiang Haiwei Grid-Connected solar farm | 1 | 光伏 | PV | 20 | operating | 2013 | Xinjiang Survey and Destgn Institute of Water Resources and Hydropower Ministry of Water Resources [45%]; CSIC Haiwei (Xinjiang) New Energy Co Ltd [55%] | Ruoqiang Haiwei New Energy | 38.9456 | 88.1956 | L100000802192 | G100000802598 | https://www.gem.wiki/Xinjiang_Bazhou_Ruoqiang_Haiwei_Grid-Connected_solar_farm | Global Solar Power Tracker - February 2026 |  | 不适用 | 运行参数继承参考Generators_data.csv的风电/光伏设定
3129 | XJ | 5 | 新疆 | Bayingolin AP | Ruoqiang | 中船重工海为新能源有限公司若羌二期30兆瓦并网光伏发电项目 | Xinjiang Bazhou Ruoqiang Haiwei Grid-Connected solar farm | 2 | 光伏 | PV | 30 | operating | 2016 | Xinjiang Survey and Destgn Institute of Water Resources and Hydropower Ministry of Water Resources [45%]; CSIC Haiwei [55%] | Ruoqiang Haiwei New Energy | 38.9456 | 88.1956 | L100000802192 | G100000802599 | https://www.gem.wiki/Xinjiang_Bazhou_Ruoqiang_Haiwei_Grid-Connected_solar_farm | Global Solar Power Tracker - February 2026 |  | 不适用 | 运行参数继承参考Generators_data.csv的风电/光伏设定
3130 | XJ | 5 | 新疆 | Bayingolin AP | Yanqi AC | 新疆华电焉耆太阳能巴州一期20MW光伏并网发电工程 | Xinjiang Bazhou Yanqi Huadian Grid-Connected solar farm | 1 | 光伏 | PV | 20 | operating | 2013 | Huadian New Energy Group Co Ltd [100%] | Xinjiang Huadian Yanqi Solar Power | 42.1125 | 86.1224 | L100000802193 | G100000802600 | https://www.gem.wiki/Xinjiang_Bazhou_Yanqi_Huadian_Grid-Connected_solar_farm | Global Solar Power Tracker - February 2026 |  | 不适用 | 运行参数继承参考Generators_data.csv的风电/光伏设定
3131 | XJ | 5 | 新疆 | Bayingolin AP | Yanqi AC | 特变电工华光巴州焉耆一期30兆瓦光伏并网发电项目 | Xinjiang Bazhou Yanqi Huaguang Grid-Connected solar farm | 1 | 光伏 | PV | 30 | operating | 2015 | Xinjiang Silk Road Runyuan New Energy Co Ltd [100%] | Yanqi Huaguang Power Generation | 42.1206 | 86.1503 | L100000802195 | G100000802602 | https://www.gem.wiki/Xinjiang_Bazhou_Yanqi_Huaguang_Grid-Connected_solar_farm | Global Solar Power Tracker - February 2026 |  | 不适用 | 运行参数继承参考Generators_data.csv的风电/光伏设定
3132 | XJ | 5 | 新疆 | Bayingolin AP | Yanqi AC | 华能新疆能源开发有限公司焉耆光伏并网发电一期20兆瓦项目 | Xinjiang Bazhou Yanqi Huaneng Grid-Connected solar farm | 1 | 光伏 | PV | 20 | operating | 2016 | Huaneng Xinjiang Energy Development Co Ltd [100%] | Yanqi Huaneng Photovoltaic Power | 42.1137 | 86.1377 | L100000802194 | G100000802601 | https://www.gem.wiki/Xinjiang_Bazhou_Yanqi_Huaneng_Grid-Connected_solar_farm | Global Solar Power Tracker - February 2026 |  | 不适用 | 运行参数继承参考Generators_data.csv的风电/光伏设定
3133 | XJ | 5 | 新疆 | Bayingolin AP | Yanqi AC | 新奥焉耆县一期 20MWp 并网光伏发电项目 | Xinjiang Bazhou Yanqi Xin'ao Grid-Connected solar farm | 1 | 光伏 | PV | 20 | operating | 2013 | Xinjiang Silk Road Tianyuan New Energy Co Ltd [100%] | Yanqi Xin'ao Solar Energy | 42.1080 | 86.1182 | L100000802196 | G100000802603 | https://www.gem.wiki/Xinjiang_Bazhou_Yanqi_Xin'ao_Grid-Connected_solar_farm | Global Solar Power Tracker - February 2026 |  | 不适用 | 运行参数继承参考Generators_data.csv的风电/光伏设定
3134 | XJ | 5 | 新疆 | Bayingolin AP | Yuli | 尉犁海为新能源巴州中船重工一期20.0MW发电工程 | Xinjiang Bazhou Yuli Haiwei Grid-Connected solar farm | 1 | 光伏 | PV | 20 | operating | 2013 | CSIC Haiwei (Xinjiang) New Energy Co Ltd [100%] | Yuli Haiwei New Energy | 41.3130 | 86.4621 | L100000802197 | G100000802604 | https://www.gem.wiki/Xinjiang_Bazhou_Yuli_Haiwei_Grid-Connected_solar_farm | Global Solar Power Tracker - February 2026 |  | 不适用 | 运行参数继承参考Generators_data.csv的风电/光伏设定
3135 | XJ | 5 | 新疆 | Changji AP | Qitai | 新疆中惠天合六师北塔山牧场50MW平价光伏项目 | Xinjiang Beitashan Pasture (Zhonghui Tianhe) solar farm | -- | 光伏 | PV | 50 | operating | 2020 | Guokai New Energy Technology Co Ltd [100%] | Xinjiang Zhonghui Tianhe Energy Saving and Environmental Protection Technology | 45.2560 | 90.5468 | L100000827412 | G100000830894 | https://www.gem.wiki/Xinjiang_Beitashan_Pasture_(Zhonghui_Tianhe)_solar_farm | Global Solar Power Tracker - February 2026 |  | 不适用 | 运行参数继承参考Generators_data.csv的风电/光伏设定
3136 | XJ | 5 | 新疆 | Changji AP | Qitai | 三峡新能源六师北塔山牧场50MWp光伏发电项目 | Xinjiang Beitashan Ranch Three Gorges solar farm | -- | 光伏 | PV | 50 | operating | 2018 | Three Gorges New Energy Wujiaqu Power Generation Co Ltd [100%] | Three Gorges New Energy Wujiaqu Power Generation CO LTD Qitai Branch | 45.2409 | 90.5143 | L100000803116 | G100000803607 | https://www.gem.wiki/Xinjiang_Beitashan_Ranch_Three_Gorges_solar_farm | Global Solar Power Tracker - February 2026 |  | 不适用 | 运行参数继承参考Generators_data.csv的风电/光伏设定
3137 | XJ | 5 | 新疆 |  | Beitun City | 安庆市筑梦人才科创产业园有限公司1898.6kWp屋顶分布式光伏发电项目 | Xinjiang Beitun Anqing Zhumeng Talent Science and Technology Innovation Industrial Park Rooftop solar project | -- | 光伏 | Assumed PV | 1.9 | operating |  |  |  | 42.4805 | 85.4633 | L100001030770 | G100001036042 | https://www.gem.wiki/Xinjiang_Beitun_Anqing_Zhumeng_Talent_Science_and_Technology_Innovation_Industrial_Park_Rooftop_solar_project | Global Solar Power Tracker - February 2026 |  | 不适用 | 运行参数继承参考Generators_data.csv的风电/光伏设定
3138 | XJ | 5 | 新疆 |  | Beitun City | 北屯海天达十师184团一期20MW光伏发电项目 | Xinjiang Beitun Haitianda solar farm | 1 | 光伏 | PV | 20 | operating | 2016 | Beitun Haitianda Photovoltaic Power Generation Co Ltd [100%] | Beitun Haitianda Photovoltaic Power Generation CO LTD 184th Group Branch | 44.7063 | 94.0963 | L100000803040 | G100000803529 | https://www.gem.wiki/Xinjiang_Beitun_Haitianda_solar_farm | Global Solar Power Tracker - February 2026 |  | 不适用 | 运行参数继承参考Generators_data.csv的风电/光伏设定
3139 | XJ | 5 | 新疆 | Bayingolin AP | Bohu | 博湖县晶嘉阳光电力巴州100MWp光伏并网电站项目一期20.0MW发电工程 | Xinjiang Bohu Jingjia Grid-Connected solar farm | 1 | 光伏 | PV | 20 | operating | 2013 | Jinko Power Co Ltd [100%] | Bohu Jingjia Sunshine Power | 41.7404 | 86.9023 | L100000802180 | G100000802586 | https://www.gem.wiki/Xinjiang_Bohu_Jingjia_Grid-Connected_solar_farm | Global Solar Power Tracker - February 2026 |  | 不适用 | 运行参数继承参考Generators_data.csv的风电/光伏设定
3140 | XJ | 5 | 新疆 | Bayingolin AP | Bohu | 博湖兆瓦能源20兆瓦光伏并网发电项目 | Xinjiang Bohu Zhaowa solar farm | -- | 光伏 | PV | 20 | operating | 2016 | CPI Xinjiang Energy and Chemical Group Hami Co Ltd [100%] | Bohu Megawatt Energy Technology | 41.9798 | 86.6305 | L100000803114 | G100000803605 | https://www.gem.wiki/Xinjiang_Bohu_Zhaowa_solar_farm | Global Solar Power Tracker - February 2026 |  | 不适用 | 运行参数继承参考Generators_data.csv的风电/光伏设定
3141 | XJ | 5 | 新疆 | Bortala AP | Bole City | 国能博乐50兆瓦光伏发电项目 | Xinjiang Bole (China Energy Investment) solar farm | -- | 光伏 | PV | 50 | operating | 2023 | China Energy Investment Group Xinjiang Co Ltd [100%] |  | 44.6486 | 81.9986 | L100000828955 | G100000832706 | https://www.gem.wiki/Xinjiang_Bole_(China_Energy_Investment)_solar_farm | Global Solar Power Tracker - February 2026 |  | 不适用 | 运行参数继承参考Generators_data.csv的风电/光伏设定
3142 | XJ | 5 | 新疆 | Bortala AP | Bole City | 国家电投博乐50兆瓦光伏发电项目 | Xinjiang Bole (State Power Investment) solar farm | -- | 光伏 | PV | 50 | operating | 2023 | State Power Investment Group Xinjiang Energy and Chemical Co Ltd [100%] |  | 44.7590 | 82.1040 | L100000828956 | G100000832707 | https://www.gem.wiki/Xinjiang_Bole_(State_Power_Investment)_solar_farm | Global Solar Power Tracker - February 2026 |  | 不适用 | 运行参数继承参考Generators_data.csv的风电/光伏设定
3143 | XJ | 5 | 新疆 | Bortala AP | Bole City | 新华水电博州10万千瓦储热型光热配建90万千瓦新能源项目 | Xinjiang Bole (Xinhua) Energy Storage solar farm | Photovoltaic 1 | 光伏 | PV | 600 | operating | 2023 | Xinhua Hydropower Generation Co Ltd |  | 44.8529 | 82.0521 | L100000811354 | G100001000619 | https://www.gem.wiki/Xinjiang_Bole_(Xinhua)_Energy_Storage_solar_farm | Global Solar Power Tracker - February 2026 |  | 不适用 | 运行参数继承参考Generators_data.csv的风电/光伏设定
3144 | XJ | 5 | 新疆 | Bortala AP | Bole City | 新华水力发电有限公司博州10万千瓦储热型光热配建90万千瓦新能源项目, 新华水电博州10万千瓦储热型光热配建90万千瓦新能源项目 | Xinjiang Bole (Xinhua) Energy Storage solar farm | Photovoltalic 2 | 光伏 | PV | 300 | operating | 2025 | Xinhua Water Holding Group Co Ltd [45%]; China National Nuclear Corp [55%] | Xinhua Water Resources and Power Generation | 45.1435 | 82.5974 | L100000811354 | G100000813835 | https://www.gem.wiki/Xinjiang_Bole_(Xinhua)_Energy_Storage_solar_farm | Global Solar Power Tracker - February 2026 |  | 不适用 | 运行参数继承参考Generators_data.csv的风电/光伏设定
3145 | XJ | 5 | 新疆 | Bortala AP | Bole City | 国电投博乐15万千瓦储能+60万千瓦光伏示范项目 | Xinjiang Bole 600 MW Solar and Storage solar project | -- | 光伏 | PV | 600 | operating | 2024 | State Power Investment Group Xinjiang Energy and Chemical Co Ltd [100%] |  | 44.6491 | 81.9596 | L100000811355 | G100000813837 | https://www.gem.wiki/Xinjiang_Bole_600_MW_Solar_and_Storage_solar_project | Global Solar Power Tracker - February 2026 |  | 不适用 | 运行参数继承参考Generators_data.csv的风电/光伏设定
3146 | XJ | 5 | 新疆 | Bortala AP | Bole City | 中电投五师83团一期20MW光伏发电项目 | Xinjiang Bozhou 5 Division 83 Regiment Zhongdiantou solar farm | 1 | 光伏 | PV | 20 | operating | 2016 | State Power Investment Group Xinjiang Energy Chemical Co Ltd [100%] | China Power Investment Xinjiang Energy Chemical Industry Group Bozhou | 44.9062 | 82.0688 | L100000803093 | G100000803583 | https://www.gem.wiki/Xinjiang_Bozhou_5_Division_83_Regiment_Zhongdiantou_solar_farm | Global Solar Power Tracker - February 2026 |  | 不适用 | 运行参数继承参考Generators_data.csv的风电/光伏设定
3147 | XJ | 5 | 新疆 | Bortala AP | Bole City | 九州方园新能源博州博乐并网光伏30MWp 发电工程 | Xinjiang Bozhou Bole Jiuzhou Fangyuan Grid-Connected solar farm | 1 | 光伏 | PV | 30 | operating | 2012 | Suzhou Zhongkang Electric Power Development Co Ltd [30%]; Zhejiang Qingneng Energy Development Co Ltd [70%] | Jiuzhou Fangyuan Bole New Energy | 44.7892 | 82.0111 | L100000802199 | G100000802612 | https://www.gem.wiki/Xinjiang_Bozhou_Bole_Jiuzhou_Fangyuan_Grid-Connected_solar_farm | Global Solar Power Tracker - February 2026 |  | 不适用 | 运行参数继承参考Generators_data.csv的风电/光伏设定
3148 | XJ | 5 | 新疆 | Bortala AP | Bole City | 九州方园博州新能源博乐二期20.0MW发电工程 | Xinjiang Bozhou Bole Jiuzhou Fangyuan Grid-Connected solar farm | 2 | 光伏 | PV | 20 | operating | 2014 | Suzhou Zhongkang Electric Power Development Co Ltd [30%]; Zhejiang Qingneng Energy Development Co Ltd [70%] | Jiuzhou Fangyuan Bole New Energy | 44.7863 | 82.0117 | L100000802199 | G100000802611 | https://www.gem.wiki/Xinjiang_Bozhou_Bole_Jiuzhou_Fangyuan_Grid-Connected_solar_farm | Global Solar Power Tracker - February 2026 |  | 不适用 | 运行参数继承参考Generators_data.csv的风电/光伏设定
3149 | XJ | 5 | 新疆 | Bortala AP | Bole City | 九州方园博州新能源博乐三期30.0MW发电工程 | Xinjiang Bozhou Bole Jiuzhou Fangyuan Grid-Connected solar farm | 3 | 光伏 | PV | 30 | operating | 2014 | Suzhou Zhongkang Electric Power Development Co Ltd [30%]; Zhejiang Qingneng Energy Development Co Ltd [70%] | Jiuzhou Fangyuan Bole New Energy | 44.8062 | 82.0293 | L100000802199 | G100000802610 | https://www.gem.wiki/Xinjiang_Bozhou_Bole_Jiuzhou_Fangyuan_Grid-Connected_solar_farm | Global Solar Power Tracker - February 2026 |  | 不适用 | 运行参数继承参考Generators_data.csv的风电/光伏设定
3150 | XJ | 5 | 新疆 | Bortala AP | Bole City | 九州方园博州新能源博乐光伏并网发电项目四期20.0MW发电工程 | Xinjiang Bozhou Bole Jiuzhou Fangyuan Grid-Connected solar farm | 4 | 光伏 | PV | 20 | operating | 2014 | Suzhou Zhongkang Electric Power Development Co Ltd [30%]; Zhejiang Qingneng Energy Development Co Ltd [70%] | Jiuzhou Fangyuan Bole New Energy | 44.7926 | 82.0201 | L100000802199 | G100000802609 | https://www.gem.wiki/Xinjiang_Bozhou_Bole_Jiuzhou_Fangyuan_Grid-Connected_solar_farm | Global Solar Power Tracker - February 2026 |  | 不适用 | 运行参数继承参考Generators_data.csv的风电/光伏设定
3151 | XJ | 5 | 新疆 | Bortala AP | Bole City | 九州方园博乐市新能源博尔塔拉州五期60.0MW发电工程 | Xinjiang Bozhou Bole Jiuzhou Fangyuan Grid-Connected solar farm | 5 | 光伏 | PV | 60 | operating | 2015 | Suzhou Zhongkang Electric Power Development Co Ltd [30%]; Zhejiang Qingneng Energy Development Co Ltd [70%] | Jiuzhou Fangyuan Bole New Energy | 44.7874 | 82.0148 | L100000802199 | G100000802608 | https://www.gem.wiki/Xinjiang_Bozhou_Bole_Jiuzhou_Fangyuan_Grid-Connected_solar_farm | Global Solar Power Tracker - February 2026 |  | 不适用 | 运行参数继承参考Generators_data.csv的风电/光伏设定
3152 | XJ | 5 | 新疆 | Bortala AP | Bole City | 九州方园博乐六期20兆瓦光伏并网发电项目 | Xinjiang Bozhou Bole Jiuzhou Fangyuan Grid-Connected solar farm | 6 | 光伏 | PV | 20 | operating | 2016 | Suzhou Zhongkang Electric Power Development Co Ltd [30%]; Zhejiang Qingneng Energy Development Co Ltd [70%] | Jiuzhou Fangyuan Bole New Energy | 44.7905 | 82.0260 | L100000802199 | G100000802607 | https://www.gem.wiki/Xinjiang_Bozhou_Bole_Jiuzhou_Fangyuan_Grid-Connected_solar_farm | Global Solar Power Tracker - February 2026 |  | 不适用 | 运行参数继承参考Generators_data.csv的风电/光伏设定
3153 | XJ | 5 | 新疆 | Bortala AP | Bole City | 九州方园博乐七期6万千瓦光伏并网发电项目 | Xinjiang Bozhou Bole Jiuzhou Fangyuan Grid-Connected solar farm | 7 | 光伏 | PV | 60 | operating | 2016 | China Nuclear Exchange Energy Co Ltd [100%] | Xinjiang Jiuzhou Fangyuan New Energy | 42.4805 | 85.4633 | L100000802199 | G100000802606 | https://www.gem.wiki/Xinjiang_Bozhou_Bole_Jiuzhou_Fangyuan_Grid-Connected_solar_farm | Global Solar Power Tracker - February 2026 |  | 不适用 | 运行参数继承参考Generators_data.csv的风电/光伏设定
3154 | XJ | 5 | 新疆 | Bortala AP | Jinghe | 新疆爱康电力公司博州精河并网光伏一期20MWp 发电工程 | Xinjiang Bozhou Jinghe Aikang Grid-Connected solar farm | 1 | 光伏 | PV | 20 | operating | 2012 | Zhejiang Ruixu Investment Co Ltd [100%] | Xinjiang Aikang Power Development | 44.6102 | 82.8847 | L100000802200 | G100000802616 | https://www.gem.wiki/Xinjiang_Bozhou_Jinghe_Aikang_Grid-Connected_solar_farm | Global Solar Power Tracker - February 2026 |  | 不适用 | 运行参数继承参考Generators_data.csv的风电/光伏设定
3155 | XJ | 5 | 新疆 | Bortala AP | Jinghe | 新疆爱康电力开发博尔塔拉精河二期20.0MW发电工程 | Xinjiang Bozhou Jinghe Aikang Grid-Connected solar farm | 2 | 光伏 | PV | 20 | operating | 2013 | Zhejiang Ruixu Investment Co Ltd [100%] | Xinjiang Aikang Power Development | 44.6102 | 82.8847 | L100000802200 | G100000802615 | https://www.gem.wiki/Xinjiang_Bozhou_Jinghe_Aikang_Grid-Connected_solar_farm | Global Solar Power Tracker - February 2026 |  | 不适用 | 运行参数继承参考Generators_data.csv的风电/光伏设定
3156 | XJ | 5 | 新疆 | Bortala AP | Jinghe | 爱康科技精河三期3万千瓦光伏并网发电项目 | Xinjiang Bozhou Jinghe Aikang Grid-Connected solar farm | 3 | 光伏 | PV | 30 | operating | 2016 | Zhejiang Ruixu Investment Co Ltd [100%] | Xinjiang Aikang Power Development | 44.6102 | 82.8847 | L100000802200 | G100000802614 | https://www.gem.wiki/Xinjiang_Bozhou_Jinghe_Aikang_Grid-Connected_solar_farm | Global Solar Power Tracker - February 2026 |  | 不适用 | 运行参数继承参考Generators_data.csv的风电/光伏设定
3157 | XJ | 5 | 新疆 | Bortala AP | Jinghe | 爱康科技精河四期2万千瓦光伏并网发电项目 | Xinjiang Bozhou Jinghe Aikang Grid-Connected solar farm | 4 | 光伏 | PV | 20 | operating | 2016 | Zhejiang Ruixu Investment Co Ltd [100%] | Xinjiang Aikang Power Development | 44.6102 | 82.8847 | L100000802200 | G100000802613 | https://www.gem.wiki/Xinjiang_Bozhou_Jinghe_Aikang_Grid-Connected_solar_farm | Global Solar Power Tracker - February 2026 |  | 不适用 | 运行参数继承参考Generators_data.csv的风电/光伏设定
3158 | XJ | 5 | 新疆 | Bortala AP | Jinghe | 丰华精河二期2万千瓦光伏并网发电项目 | Xinjiang Bozhou Jinghe Fenghua Grid-Connected solar farm | 2 | 光伏 | PV | 20 | operating | 2016 | Zhejiang Chint New Energy Development Co Ltd [100%] | Jinghe Zumudun Solar Power Generation | 44.5206 | 82.5461 | L100000802201 | G100000802617 | https://www.gem.wiki/Xinjiang_Bozhou_Jinghe_Fenghua_Grid-Connected_solar_farm | Global Solar Power Tracker - February 2026 |  | 不适用 | 运行参数继承参考Generators_data.csv的风电/光伏设定
3159 | XJ | 5 | 新疆 | Bortala AP | Jinghe | 丰华新能源博州精河20兆瓦光伏并网发电项目 | Xinjiang Bozhou Jinghe Fenghua solar farm | -- | 光伏 | PV | 20 | operating | 2017 | Fenghua Energy Investment Group Co Ltd [100%] | Jinghe Fenghua New Energy Development | 42.4805 | 85.4633 | L100000802606 | G100000803076 | https://www.gem.wiki/Xinjiang_Bozhou_Jinghe_Fenghua_solar_farm | Global Solar Power Tracker - February 2026 |  | 不适用 | 运行参数继承参考Generators_data.csv的风电/光伏设定
3160 | XJ | 5 | 新疆 | Bortala AP | Wenquan | 大唐博州温泉30MW竞价光伏项目 | Xinjiang Bozhou Wenquan (Datang) solar farm | -- | 光伏 | PV | 30 | operating | 2020 | China Datang Corp Ltd [100%] | Datang Xinjiang Power Generation | 45.0598 | 80.9985 | L100000811357 | G100000813839 | https://www.gem.wiki/Xinjiang_Bozhou_Wenquan_(Datang)_solar_farm | Global Solar Power Tracker - February 2026 |  | 不适用 | 运行参数继承参考Generators_data.csv的风电/光伏设定
3161 | XJ | 5 | 新疆 | Bortala AP | Wenquan | 温泉县国盛阳光发电博尔塔拉州温泉一期30.0MW发电工程 | Xinjiang Bozhou Wenquan Guosheng Grid-Connected solar farm | 1 | 光伏 | PV | 30 | operating | 2014 | Kuangda New Energy Investment Co Ltd [100%] | Wenquan Guosheng Yangguang Power Generation | 44.9311 | 81.2895 | L100000802202 | G100000802618 | https://www.gem.wiki/Xinjiang_Bozhou_Wenquan_Guosheng_Grid-Connected_solar_farm | Global Solar Power Tracker - February 2026 |  | 不适用 | 运行参数继承参考Generators_data.csv的风电/光伏设定
3162 | XJ | 5 | 新疆 | Bortala AP | Bole City | 东贝博州阿拉山口50兆瓦光伏并网发电项目 | Xinjiang Bozhou Yuli Alashankou Dongbei Grid-Connected solar farm | -- | 光伏 | PV | 50 | operating | 2015 | Wuhu Abaur Mechanical & Electrical Co Ltd [80%]; Huangshi Jingbei New Energy Co Ltd [20%] | Alashankou Dongbei Clean Energy | 44.9303 | 82.5986 | L100000802198 | G100000802605 | https://www.gem.wiki/Xinjiang_Bozhou_Yuli_Alashankou_Dongbei_Grid-Connected_solar_farm | Global Solar Power Tracker - February 2026 |  | 不适用 | 运行参数继承参考Generators_data.csv的风电/光伏设定
3163 | XJ | 5 | 新疆 | Bortala AP | Bole City | 中电投博州一期2万千瓦光伏并网发电项目 | Xinjiang Bozhou Zhongdiantou solar farm | 1 | 光伏 | PV | 20 | operating | 2016 | State Power Investment Group Xinjiang Energy Chemical Co Ltd [100%] | China Power Investment Xinjiang Energy Chemical Industry Group Bozhou | 42.4805 | 85.4633 | L100000803059 | G100000803548 | https://www.gem.wiki/Xinjiang_Bozhou_Zhongdiantou_solar_farm | Global Solar Power Tracker - February 2026 |  | 不适用 | 运行参数继承参考Generators_data.csv的风电/光伏设定
3164 | XJ | 5 | 新疆 | Hotan Prefecture | Qira | 国能策勒50兆瓦光伏发电项目 | Xinjiang Cele (China Energy Investment) solar power plant | -- | 光伏 | PV | 50 | operating | 2023 | State Energy Investmeng Group Xinjiang Energy Co Ltd [90%]; China Anneng Group Number Engineering Bureau Co Ltd [5%]; Central Xinjiang Hesheng Silicon Enterprises Co Ltd [5%] | China Energy Investment Cele Energy | 36.8770 | 80.6950 | L100000811358 | G100000813840 | https://www.gem.wiki/Xinjiang_Cele_(China_Energy_Investment)_solar_power_plant | Global Solar Power Tracker - February 2026 |  | 不适用 | 运行参数继承参考Generators_data.csv的风电/光伏设定
3165 | XJ | 5 | 新疆 | Ili AP | Qapqal | 科陆察布查尔县3万千瓦太阳能并网光伏发电项目 | Xinjiang Chabuchaer Kelu solar farm | -- | 光伏 | PV | 30 | operating | 2016 | China Nuclear Power Co Ltd [100%] | Qabchar Xibe Autonomous County Kelu Electronic Technology | 43.8504 | 81.1414 | L100000803087 | G100000803577 | https://www.gem.wiki/Xinjiang_Chabuchaer_Kelu_solar_farm | Global Solar Power Tracker - February 2026 |  | 不适用 | 运行参数继承参考Generators_data.csv的风电/光伏设定
3166 | XJ | 5 | 新疆 | Changji | Changji City | 复睿准东经济技术开发区100MW并网光伏发电项目 | Xinjiang Changji (Furui) solar farm | -- | 光伏 | PV | 100 | operating | 2020 |  | Changji Zhundong Economic Development Zone Furui New Energy Power | 44.5160 | 87.2790 | L100001026082 | G100001031334 | https://www.gem.wiki/Xinjiang_Zhundong_Development_Zone_solar_farm | Global Solar Power Tracker - February 2026 |  | 不适用 | 运行参数继承参考Generators_data.csv的风电/光伏设定
3167 | XJ | 5 | 新疆 | Changji AP | Fukang City | 新疆新能源（集团）新风昌吉阜康 20MW光伏并网发电项目 | Xinjiang Changji Fukang Ziniquanzi solar farm | -- | 光伏 | PV | 20 | operating | 2013 | Xinjiang New Energy (Group) Co Ltd [100%] | Xinjiang New Energy (Group) | 44.1956 | 88.4777 | L100000811360 | G100000813842 | https://www.gem.wiki/Xinjiang_Changji_Fukang_Ziniquanzi_solar_farm | Global Solar Power Tracker - February 2026 |  | 不适用 | 运行参数继承参考Generators_data.csv的风电/光伏设定
3168 | XJ | 5 | 新疆 | Changji AP | Jimsar | 汉能昌吉州吉木萨尔一期20兆瓦光伏并网发电项目 | Xinjiang Changji Jimusaer Hanneng Grid-Connected solar farm | 1 | 光伏 | PV | 20 | operating | 2016 | Xinjiang Haoyuan Hengxiang New Energy Development Co Ltd [100%] | Jimusaer Hanneng Solar Power Generation | 44.0179 | 88.9761 | L100000802208 | G100000802626 | https://www.gem.wiki/Xinjiang_Changji_Jimusaer_Hanneng_Grid-Connected_solar_farm | Global Solar Power Tracker - February 2026 |  | 不适用 | 运行参数继承参考Generators_data.csv的风电/光伏设定
3169 | XJ | 5 | 新疆 | Changji AP | Jimsar | 新疆新能源集团吉木萨尔县20MWp 光伏发电项目 | Xinjiang Changji Jimusaer Xinfeng Grid-Connected solar farm | -- | 光伏 | PV | 20 | operating | 2016 | Xinjiang Lixin Energy Co Ltd [100%] | Jimusaer Xinfeng New Energy | 44.0452 | 88.8077 | L100000802209 | G100000802627 | https://www.gem.wiki/Xinjiang_Changji_Jimusaer_Xinfeng_Grid-Connected_solar_farm | Global Solar Power Tracker - February 2026 |  | 不适用 | 运行参数继承参考Generators_data.csv的风电/光伏设定
3170 | XJ | 5 | 新疆 | Changji AP | Mori | 华电福新新疆木垒能源昌吉木垒一期20.0MW光伏并网发电工程 | Xinjiang Changji Mulei Huadian Fuxin Grid-Connected solar farm | 1 | 光伏 | PV | 20 | operating | 2015 | Huadian Fuxin Energy Development Co Ltd. [100%] | Huadian Fuxin Xinjiang Mulei Energy | 43.8363 | 90.2888 | L100000802204 | G100000802620 | https://www.gem.wiki/Xinjiang_Changji_Mulei_Huadian_Fuxin_Grid-Connected_solar_farm | Global Solar Power Tracker - February 2026 |  | 不适用 | 运行参数继承参考Generators_data.csv的风电/光伏设定
3171 | XJ | 5 | 新疆 | Changji AP | Mori | 通川华瑞昌吉州木垒20兆瓦光伏并网发电项目 | Xinjiang Changji Mulei Huarui solar farm | -- | 光伏 | PV | 20 | operating | 2016 | Xinjiang Yue Hydropower Energy Co Ltd [100%] | Xinjiang Huarui New Energy | 43.8363 | 90.2888 | L100000803089 | G100000803579 | https://www.gem.wiki/Xinjiang_Changji_Mulei_Huarui_solar_farm | Global Solar Power Tracker - February 2026 |  | 不适用 | 运行参数继承参考Generators_data.csv的风电/光伏设定
3172 | XJ | 5 | 新疆 | Changji AP | Mori | 特变电工昌吉州木垒县一期20兆瓦光伏并网发电项目 | Xinjiang Changji Mulei Tebian Grid-Connected solar farm | 1 | 光伏 | PV | 20 | operating | 2014 | Huadian Fuxin Energy Corp Ltd [100%] | Mulei Xinte Photovoltaic Energy | 43.8363 | 90.2888 | L100000802205 | G100000802621 | https://www.gem.wiki/Xinjiang_Changji_Mulei_Tebian_Grid-Connected_solar_farm | Global Solar Power Tracker - February 2026 |  | 不适用 | 运行参数继承参考Generators_data.csv的风电/光伏设定
3173 | XJ | 5 | 新疆 | Changji AP | Mori | 特变电工昌吉州木垒县二期20兆瓦光伏并网发电项目 | Xinjiang Changji Mulei Tebian Grid-Connected solar farm | 2 | 光伏 | PV | 20 | operating | 2016 | Shenergy New Energy (Qinghai) Co Ltd [100%] | Mulei County Huaguang Power Generation | 43.8363 | 90.2888 | L100000802205 | G100000802622 | https://www.gem.wiki/Xinjiang_Changji_Mulei_Tebian_Grid-Connected_solar_farm | Global Solar Power Tracker - February 2026 |  | 不适用 | 运行参数继承参考Generators_data.csv的风电/光伏设定
3174 | XJ | 5 | 新疆 | Changji AP | Mori | 木垒县新特光伏能源昌吉木垒县100MWp并网光伏电场项目一期20.0MW发电工程 | Xinjiang Changji Mulei Xinte Grid-Connected solar farm | 1 | 光伏 | PV | 20 | operating | 2014 | Huadian Fuxin Energy Corp Ltd [100%] | Mulei Xinte Photovoltaic Energy | 43.8363 | 90.2888 | L100000802203 | G100000802619 | https://www.gem.wiki/Xinjiang_Changji_Mulei_Xinte_Grid-Connected_solar_farm | Global Solar Power Tracker - February 2026 |  | 不适用 | 运行参数继承参考Generators_data.csv的风电/光伏设定
3175 | XJ | 5 | 新疆 | Changji AP | Qitai | 奇台农场一期 30MWp 光伏并网发电项目 | Xinjiang Changji Qitai Juyang Grid-Connected solar farm | 1 | 光伏 | PV | 30 | operating | 2014 | Zhejiang Qingneng Energy Development Co Ltd [100%] | Xinjiang Juyang Energy Technology | 43.7941 | 89.8523 | L100000802206 | G100000802623 | https://www.gem.wiki/Xinjiang_Changji_Qitai_Juyang_Grid-Connected_solar_farm | Global Solar Power Tracker - February 2026 |  | 不适用 | 运行参数继承参考Generators_data.csv的风电/光伏设定
3176 | XJ | 5 | 新疆 | Changji AP | Qitai | 奇台农场二期 30MWp 光伏并网发电项目 | Xinjiang Changji Qitai Juyang Grid-Connected solar farm | 2 | 光伏 | PV | 30 | operating | 2016 | Zhejiang Qingneng Energy Development Co Ltd [100%] | Xinjiang Juyang Energy Technology | 43.7941 | 89.8523 | L100000802206 | G100000802624 | https://www.gem.wiki/Xinjiang_Changji_Qitai_Juyang_Grid-Connected_solar_farm | Global Solar Power Tracker - February 2026 |  | 不适用 | 运行参数继承参考Generators_data.csv的风电/光伏设定
3177 | XJ | 5 | 新疆 | Changji AP | Qitai | 特变电工奇台县光伏发电 项目 一期20MWp 工程项目 | Xinjiang Changji Qitai TBEA solar farm | 1 | 光伏 | PV | 20 | operating | 2014 | Huadian New Energy Group Co Ltd [100%] | Qitai Xinte Energy | 43.8076 | 89.8911 | L100000802267 | G100000802712 | https://www.gem.wiki/Xinjiang_Changji_Qitai_TBEA_solar_farm | Global Solar Power Tracker - February 2026 |  | 不适用 | 运行参数继承参考Generators_data.csv的风电/光伏设定
3178 | XJ | 5 | 新疆 | Changji AP | Jimsar |  | Xinjiang Changji Zhundong Park Thermal Power Plant (East Hope) solar farm | -- | 光伏 | PV | 21.4 | operating | 2025 | EAST HOPE Group Co Ltd |  | 44.7790 | 88.8450 | L100001061508 | G100001070473 | https://www.gem.wiki/Xinjiang_Changji_Zhundong_Park_Thermal_Power_Plant_(East_Hope)_solar_farm | Global Solar Power Tracker - February 2026 |  | 不适用 | 运行参数继承参考Generators_data.csv的风电/光伏设定
3179 | XJ | 5 | 新疆 |  | Huyanghe City | 天合胡杨河市128团10万千瓦光伏发电项目 | Xinjiang Corps 128th Regiment (Trina) solar power plant | -- | 光伏 | PV | 100 | operating | 2024 | Trina Solar Co Ltd [100%] |  | 45.0090 | 84.2910 | L100000811361 | G100000813843 | https://www.gem.wiki/Xinjiang_Corps_128th_Regiment_(Trina)_solar_power_plant | Global Solar Power Tracker - February 2026 |  | 不适用 | 运行参数继承参考Generators_data.csv的风电/光伏设定
3180 | XJ | 5 | 新疆 | Turpan | Gaochang District | 中节能第十二师产业园区低碳转型50万千瓦光伏项目 | Xinjiang Corps 12th Division Industrial Park Low Carbon Transformation solar farm | -- | 光伏 | PV | 500 | operating | 2026 | China Energy Conservation (Xinjiang) Solar Energy Technology Co Ltd |  | 42.7581 | 89.1775 | L100001045113 | G100001050716 | https://www.gem.wiki/Xinjiang_Corps_221st_Regiment_Industrial_Park_Low_Carbon_Transformation_solar_farm | Global Solar Power Tracker - February 2026 |  | 不适用 | 运行参数继承参考Generators_data.csv的风电/光伏设定
3181 | XJ | 5 | 新疆 | Gongqing Town | Huyanghe City | 明阳一三〇团14连10万千瓦光伏发电项目 | Xinjiang Corps 130th Regiment solar power plant | -- | 光伏 | PV | 100 | operating | 2024 | China Power Construction New Energy Group Co Ltd |  | 44.8090 | 84.8960 | L100000811362 | G100000813844 | https://www.gem.wiki/Xinjiang_Corps_130th_Regiment_(Mingyang)_solar_power_plant | Global Solar Power Tracker - February 2026 |  | 不适用 | 运行参数继承参考Generators_data.csv的风电/光伏设定
3182 | XJ | 5 | 新疆 | Tacheng Prefecture | Emin | 兵团第九师166团7万千瓦光伏发电项目 | Xinjiang Corps 166th Regiment (Xinjiang New Energy) solar power plant | 1 | 光伏 | PV | 36 | operating | 2023 | Xinjiang Lixin Energy Co Ltd [100%] |  | 46.6344 | 84.0784 | L100000811363 | G100000813845 | https://www.gem.wiki/Xinjiang_Corps_166th_Regiment_(Xinjiang_New_Energy)_solar_power_plant | Global Solar Power Tracker - February 2026 |  | 不适用 | 运行参数继承参考Generators_data.csv的风电/光伏设定
3183 | XJ | 5 | 新疆 | Tacheng Prefecture | Emin | 兵团第九师166团7万千瓦光伏发电项目二期 | Xinjiang Corps 166th Regiment (Xinjiang New Energy) solar power plant | 2 | 光伏 | PV | 34 | operating | 2024 |  |  | 46.6344 | 84.0784 | L100000811363 | G100001005976 | https://www.gem.wiki/Xinjiang_Corps_166th_Regiment_(Xinjiang_New_Energy)_solar_power_plant | Global Solar Power Tracker - February 2026 |  | 不适用 | 运行参数继承参考Generators_data.csv的风电/光伏设定
3184 | XJ | 5 | 新疆 |  | Tiemenguan City | 华能兵团第二师33团300兆瓦集中式光伏发电项目 | Xinjiang Corps 33th Regiment (Huaneng) solar power plant | -- | 光伏 | PV | 200 | operating | 2023 | Huaneng Xinjiang Energy Development Co Ltd [100%] | Tiemenguan Municipality Huaneng Tadong New Energy | 40.8754 | 87.0409 | L100000811364 | G100000813846 | https://www.gem.wiki/Xinjiang_Corps_33th_Regiment_(Huaneng)_solar_power_plant | Global Solar Power Tracker - February 2026 |  | 不适用 | 运行参数继承参考Generators_data.csv的风电/光伏设定
3185 | XJ | 5 | 新疆 |  | Tiemenguan City | 中广核新疆兵团二师34团100MW光伏项目 | Xinjiang Corps 34th Regiment (China Guangdong Nuclear) solar power plant | -- | 光伏 | PV | 100 | operating | 2024 | China Guangdong Nuclear Wind Power Co Ltd [100%] | China Guangdong Nuclear New Energy Tiemenguan | 40.6317 | 87.5868 | L100000811365 | G100000813847 | https://www.gem.wiki/Xinjiang_Corps_34th_Regiment_(China_Guangdong_Nuclear)_solar_power_plant | Global Solar Power Tracker - February 2026 |  | 不适用 | 运行参数继承参考Generators_data.csv的风电/光伏设定
3186 | XJ | 5 | 新疆 |  | Tiemenguan City | 华能兵团第二师34团100兆瓦集中式光伏发电项目 | Xinjiang Corps 34th Regiment (Huaneng) solar power plant | -- | 光伏 | PV | 100 | operating | 2023 | Huaneng Xinjiang Energy Development Co Ltd [100%] | Tiemenguan Municipality Huaneng Tadong New Energy | 40.6389 | 87.5899 | L100000811366 | G100000813848 | https://www.gem.wiki/Xinjiang_Corps_34th_Regiment_(Huaneng)_solar_power_plant | Global Solar Power Tracker - February 2026 |  | 不适用 | 运行参数继承参考Generators_data.csv的风电/光伏设定
3187 | XJ | 5 | 新疆 |  | Alar City | 第一师阿拉尔2GW光伏基地项目 | Xinjiang Corps Alar 2 GW solar base | 1 | 光伏 | PV | 1000 | operating | 2024 | China Nuclear Huineng Xinjiang Energy Development Co Ltd |  | 40.7310 | 81.2990 | L100001018777 | G100001021045 | https://www.gem.wiki/Xinjiang_Corps_Alar_2_GW_solar_base | Global Solar Power Tracker - February 2026 |  | 不适用 | 运行参数继承参考Generators_data.csv的风电/光伏设定
3188 | XJ | 5 | 新疆 |  | Alar City |  | Xinjiang Corps Alar New Load solar farm | -- | 光伏 | PV | 150 | operating | 2024 | Southern Xinjiang Energy (Group) Co Ltd |  | 40.7150 | 81.3140 | L100001042867 | G100001048201 | https://www.gem.wiki/Xinjiang_Corps_Alar_New_Load_solar_farm | Global Solar Power Tracker - February 2026 |  | 不适用 | 运行参数继承参考Generators_data.csv的风电/光伏设定
3189 | XJ | 5 | 新疆 |  | Kokdala City | 华能新疆第四师可克达拉市30万千瓦光伏发电项目 | Xinjiang Corps Kokdala (Huaneng) solar farm | -- | 光伏 | PV | 300 | operating | 2025 | Huaneng Tongchuan Zhaojin Coal and Electricity Co Ltd |  | 44.0430 | 80.5860 | L100001047088 | G100001053476 | https://www.gem.wiki/Xinjiang_Corps_Kokdala_(Huaneng)_solar_farm | Global Solar Power Tracker - February 2026 |  | 不适用 | 运行参数继承参考Generators_data.csv的风电/光伏设定
3190 | XJ | 5 | 新疆 | Weihu Town | Kokdala City | 中核第四师可克达拉市64团100MW光伏 | Xinjiang Corps Kokdala 64th Regiment (China Nuclear) Unsubsidized solar power plant | -- | 光伏 | PV | 100 | operating | 2021 | China Nuclear Huineng Co Ltd [100%] | Kekedala Municipality China Nuclear New Energy | 43.9138 | 81.3272 | L100000811368 | G100000813850 | https://www.gem.wiki/Xinjiang_Corps_Kokdala_64th_Regiment_(China_Nuclear)_Unsubsidized_solar_power_plant | Global Solar Power Tracker - February 2026 |  | 不适用 | 运行参数继承参考Generators_data.csv的风电/光伏设定
3191 | XJ | 5 | 新疆 | Weihu Town | Kokdala City | 正泰四师可克达拉市64团100MW光伏 | Xinjiang Corps Kokdala 64th Regiment (Zhengtai) solar power plant | -- | 光伏 | PV | 54.4 | operating | 2024 | Zhejiang Zhengtai New Energy Development Co Ltd [100%] |  | 43.9955 | 80.6210 | L100000811369 | G100000813851 | https://www.gem.wiki/Xinjiang_Corps_Kokdala_64th_Regiment_(Zhengtai)_solar_power_plant | Global Solar Power Tracker - February 2026 |  | 不适用 | 运行参数继承参考Generators_data.csv的风电/光伏设定
3192 | XJ | 5 | 新疆 |  | Shihezi City | 兵团北疆石河子100万千瓦光伏基地142团中能30万千瓦光伏发电项目 | Xinjiang Corps Shihezi (China Energy Construction) solar farm | 1 | 光伏 | PV | 120 | operating | 2023 | China Energy Construction Group Investment Co Ltd [100%] |  | 44.3099 | 85.8901 | L100000827429 | G100000830915 | https://www.gem.wiki/Xinjiang_Corps_Shihezi_(China_Energy_Construction)_solar_farm | Global Solar Power Tracker - February 2026 |  | 不适用 | 运行参数继承参考Generators_data.csv的风电/光伏设定
3193 | XJ | 5 | 新疆 |  | Shihezi City | 中能建石河子（二期230兆瓦）光伏项目 | Xinjiang Corps Shihezi (China Energy Construction) solar farm | 2 | 光伏 | PV | 180 | operating | 2023 | China Energy Construction Group Investment Co Ltd [100%] |  | 44.3099 | 85.8901 | L100000827429 | G100000832711 | https://www.gem.wiki/Xinjiang_Corps_Shihezi_(China_Energy_Construction)_solar_farm | Global Solar Power Tracker - February 2026 |  | 不适用 | 运行参数继承参考Generators_data.csv的风电/光伏设定
3194 | XJ | 5 | 新疆 | Xinjiang Production and Construction 136th Regiment of 8th Division | Shihezi City | 疆八师石河子 600 兆瓦光伏示范项目 | Xinjiang Corps Shihezi (Jilin Power) Unsubsidized solar power plant | -- | 光伏 | PV | 600 | operating | 2021 | Jilin Electric Power Co Ltd [100%] |  | 44.7063 | 94.0963 | L100000811445 | G100000813938 | https://www.gem.wiki/Xinjiang_Corps_Shihezi_(Jilin_Power)_Unsubsidized_solar_power_plant | Global Solar Power Tracker - February 2026 |  | 不适用 | 运行参数继承参考Generators_data.csv的风电/光伏设定
3195 | XJ | 5 | 新疆 | Xinjiang Production and Construction 15th Brigade of 148th Regiment of 8th Division | Shihezi City | 石河子市 1GW平价光伏发电项 目一期100MW 光伏发电项目 | Xinjiang Corps Shihezi (Jinko) Unsubsidized solar power plant | 1 | 光伏 | PV | 100 | operating | 2022 | Shihezi Jingjia Power Co Ltd [100%] | Shihezi Jingsheng Power | 44.7063 | 94.0963 | L100000811446 | G100000813939 | https://www.gem.wiki/Xinjiang_Corps_Shihezi_(Jinko)_Unsubsidized_solar_power_plant | Global Solar Power Tracker - February 2026 |  | 不适用 | 运行参数继承参考Generators_data.csv的风电/光伏设定
3196 | XJ | 5 | 新疆 |  | Shihezi City | 新疆天富能源股份有限公司148团20MW光伏并网电站项目 | Xinjiang Corps Shihezi (Tianfu) 20 MW solar farm | -- | 光伏 | PV | 20 | operating | 2014 | Xinjiang Tianfu Energy Co Ltd [100%] |  | 44.8240 | 86.3690 | L100000828959 | G100000832712 | https://www.gem.wiki/Xinjiang_Corps_Shihezi_(Tianfu)_20_MW_solar_farm | Global Solar Power Tracker - February 2026 |  | 不适用 | 运行参数继承参考Generators_data.csv的风电/光伏设定
3197 | XJ | 5 | 新疆 |  | Shihezi City | 兵团北疆石河子100万千瓦光伏基地项目天富40万千瓦光伏发电项目 | Xinjiang Corps Shihezi 134th Regiment (Tianfu) solar farm | -- | 光伏 | PV | 400 | operating | 2023 | China Energy Construction Group Investment Co Ltd; Xinjiang Tianfu Group Co Ltd |  | 44.7063 | 94.0963 | L100000811447 | G100000813940 | https://www.gem.wiki/Xinjiang_Corps_Shihezi_134th_Regiment_(Tianfu)_solar_farm | Global Solar Power Tracker - February 2026 |  | 不适用 | 运行参数继承参考Generators_data.csv的风电/光伏设定
3198 | XJ | 5 | 新疆 | Xin'an Town | Shihezi City | 兵团北疆石河子100万千瓦光伏基地142团中电建30万千瓦光伏发电项目 | Xinjiang Corps Shihezi 142nd Regiment (China Power Construction) solar farm | -- | 光伏 | PV | 300 | operating | 2023 | China Power Construction New Energy Group Co Ltd [100%] | China Energy Construction Investment Shihezi New Energy | 44.7063 | 94.0963 | L100000811448 | G100000813941 | https://www.gem.wiki/Xinjiang_Corps_Shihezi_142nd_Regiment_(China_Power_Construction)_solar_farm | Global Solar Power Tracker - February 2026 |  | 不适用 | 运行参数继承参考Generators_data.csv的风电/光伏设定
3199 | XJ | 5 | 新疆 |  | Shihezi City | 石河子蓝天新能源新疆兵团八师148团并网光伏30.0MW发电工程 | Xinjiang Corps Shihezi 8th Division 148 Regiment Lantian solar farm | -- | 光伏 | PV | 30 | operating | 2014 | Zhenfa New Energy Group Co Ltd [100%] | Shihezi Lantian New Energy Technology | 44.2738 | 86.0898 | L100000802280 | G100000802729 | https://www.gem.wiki/Xinjiang_Corps_Shihezi_8th_Division_148_Regiment_Lantian_solar_farm | Global Solar Power Tracker - February 2026 |  | 不适用 | 运行参数继承参考Generators_data.csv的风电/光伏设定
3200 | XJ | 5 | 新疆 |  | Shihezi City | 八师石河子市51兆瓦光伏示范项目 | Xinjiang Corps Shihezi Eighth Division 51 MW Demonstration solar farm | -- | 光伏 | PV | 51 | operating | 2021 | Urumqi Haoneng Guangyang Power Generation Co Ltd [100%] | Shihezi Jingshang Huineng Power Generation | 45.1807 | 85.0548 | L100000803814 | G100000804361 | https://www.gem.wiki/Xinjiang_Corps_Shihezi_Eighth_Division_51_MW_Demonstration_solar_farm | Global Solar Power Tracker - February 2026 |  | 不适用 | 运行参数继承参考Generators_data.csv的风电/光伏设定
3201 | XJ | 5 | 新疆 |  | Shihezi City | 八师石河子市69兆瓦光伏示范项目 | Xinjiang Corps Shihezi Eighth Division 69 MW Demonstration solar farm | -- | 光伏 | PV | 69 | operating | 2021 | Urumqi Haoneng Guangyang Power Generation Co Ltd [100%] | Shihezi Bingyang Photovoltaic Power Generation | 45.1807 | 85.0548 | L100000803815 | G100000804362 | https://www.gem.wiki/Xinjiang_Corps_Shihezi_Eighth_Division_69_MW_Demonstration_solar_farm | Global Solar Power Tracker - February 2026 |  | 不适用 | 运行参数继承参考Generators_data.csv的风电/光伏设定
3202 | XJ | 5 | 新疆 |  | Shihezi City | 八师石河子市72兆瓦光伏示范项目 | Xinjiang Corps Shihezi Eighth Division 72 MW Demonstration solar farm | -- | 光伏 | PV | 72 | operating | 2021 | Urumqi Haoneng Guangyang Power Generation Co Ltd [100%] | Shihezi Jinghao Photovoltaic Power Generation | 45.1807 | 85.0548 | L100000803816 | G100000804363 | https://www.gem.wiki/Xinjiang_Corps_Shihezi_Eighth_Division_72_MW_Demonstration_solar_farm | Global Solar Power Tracker - February 2026 |  | 不适用 | 运行参数继承参考Generators_data.csv的风电/光伏设定
3203 | XJ | 5 | 新疆 | Shihutan | Shihezi City | 八师石河子市十户滩200兆瓦源网荷储一体化项目 | Xinjiang Corps Shihezi Shihutan Source/Grid/Load/Storage solar farm | 1 | 光伏 | PV | 54.4 | operating | 2023 | State Power Investment (Shenzhen) Energy Co Ltd; Xinjiang Tianye (Group) Co Ltd |  | 44.6150 | 86.0780 | L100000828960 | G100000832713 | https://www.gem.wiki/Xinjiang_Corps_Shihezi_Shihutan_Source/Grid/Load/Storage_solar_farm | Global Solar Power Tracker - February 2026 |  | 不适用 | 运行参数继承参考Generators_data.csv的风电/光伏设定
3204 | XJ | 5 | 新疆 |  | Shuanghe City | 兵团第五师双河市90团10万千瓦光伏发电项目 | Xinjiang Corps Shuanghe 90th Regiment solar power plant | -- | 光伏 | PV | 100 | operating | 2023 | Hubei Energy Group Co Ltd [100%] | Hubei Energy Group Shuanghe New Energy Development | 44.8529 | 82.0521 | L100000811449 | G100000813942 | https://www.gem.wiki/Xinjiang_Corps_Shuanghe_90th_Regiment_solar_power_plant | Global Solar Power Tracker - February 2026 |  | 不适用 | 运行参数继承参考Generators_data.csv的风电/光伏设定
3205 | XJ | 5 | 新疆 | Qianhai Town | Tumxuk City | 兵团南疆1#100万千瓦风光基地三师45团40万千瓦光伏项目 | Xinjiang Corps South 45th Regiment solar power plant | 1 | 光伏 | PV | 400 | operating | 2023 | Guangdong Power Development Co Ltd [100%] | Tumushuke Guangdong Power Hanhai New Energy | 39.4703 | 75.9875 | L100000811372 | G100000813854 | https://www.gem.wiki/Xinjiang_Corps_South_45th_Regiment_solar_power_plant | Global Solar Power Tracker - February 2026 |  | 不适用 | 运行参数继承参考Generators_data.csv的风电/光伏设定
3206 | XJ | 5 | 新疆 | Qianhai Town | Tumxuk City | 粤电力第三师45团35万千瓦光储一体化项 | Xinjiang Corps South 45th Regiment solar power plant | 2 | 光伏 | PV | 350 | operating | 2024 |  |  | 39.4703 | 75.9875 | L100000811372 | G100001030830 | https://www.gem.wiki/Xinjiang_Corps_South_45th_Regiment_solar_power_plant | Global Solar Power Tracker - February 2026 |  | 不适用 | 运行参数继承参考Generators_data.csv的风电/光伏设定
3207 | XJ | 5 | 新疆 |  | Tumxuk City | 新疆第三师图木舒克市源网荷储一体化项目 | Xinjiang Corps Tumxuk City Source-Grid-Load-Storage solar farm | 1 | 光伏 | PV | 200 | operating | 2025 | China Energy Construction Group Co Ltd |  | 40.0090 | 79.1180 | L100001016586 | G100001018463 | https://www.gem.wiki/Xinjiang_Corps_Tumxuk_City_Source-Grid-Load-Storage_solar_farm | Global Solar Power Tracker - February 2026 |  | 不适用 | 运行参数继承参考Generators_data.csv的风电/光伏设定
3208 | XJ | 5 | 新疆 | Tacheng Prefecture | Wusu City | 锦龙电力集团所属煤电灵活性改造配套124团，125团及12光伏项目龙电力集团所属煤电灵活性改造配套124团，125团及12光伏项目 | Xinjiang Corps Wusu Area Coal Power Plant Flexible Operation solar farm | -- | 光伏 | PV | 380 | operating |  | Xinjiang Jinlong Electric Power Group Co Ltd |  | 44.5650 | 84.2260 | L100001018429 | G100001020571 | https://www.gem.wiki/Xinjiang_Corps_Wusu_Area_Coal_Power_Plant_Flexible_Operation_solar_farm | Global Solar Power Tracker - February 2026 |  | 不适用 | 运行参数继承参考Generators_data.csv的风电/光伏设定
3209 | XJ | 5 | 新疆 | Chang'an Town | Alar City | 兵团一师10团400兆瓦光伏发电项目 | Xinjiang Corps Xinjiang 10th Regiment solar power plant | -- | 光伏 | PV | 400 | operating | 2024 | State Power Investment Group Xinjiang Energy and Chemical CO LTD South Xinjiang branch [100%] |  | 42.4805 | 85.4633 | L100000811370 | G100000813852 | https://www.gem.wiki/Xinjiang_Corps_Xinjiang_10th_Regiment_solar_power_plant | Global Solar Power Tracker - February 2026 |  | 不适用 | 运行参数继承参考Generators_data.csv的风电/光伏设定
3210 | XJ | 5 | 新疆 | Agricultural 4th division 61 group | Kokdala City | 伊犁矽美仕新能源新疆兵团100兆瓦光伏发电一期20.0MW发电工程 | Xinjiang Corps Yili Ximeishi solar farm | 1 | 光伏 | PV | 20 | operating | 2014 | Xinjiang Silk Road Kunyuan Energy Co Ltd [100%] | Yili Simeishi New Energy | 43.9672 | 80.6078 | L100000802293 | G100000802749 | https://www.gem.wiki/Xinjiang_Corps_Yili_Ximeishi_solar_farm | Global Solar Power Tracker - February 2026 |  | 不适用 | 运行参数继承参考Generators_data.csv的风电/光伏设定
3211 | XJ | 5 | 新疆 | Tacheng Prefecture | Emin | 额敏县风阳光伏发电新疆兵团九师170团30.0MW发电工程 | Xinjiang Emin 9th Corps 170th Brigade Haitianda solar farm | 1 | 光伏 | PV | 30 | operating | 2014 |  |  | 46.3061 | 84.6623 | L100000802281 | G100001023319 | https://www.gem.wiki/Xinjiang_Emin_9th_Corps_170th_Brigade_Haitianda_solar_farm | Global Solar Power Tracker - February 2026 |  | 不适用 | 运行参数继承参考Generators_data.csv的风电/光伏设定
3212 | XJ | 5 | 新疆 | Tacheng Prefecture | Emin | 额敏海天达光伏发电新疆兵团第九师一七〇团风阳二期30.0MW发电工程 | Xinjiang Emin 9th Corps 170th Brigade Haitianda solar farm | 2 | 光伏 | PV | 30 | operating | 2014 | State Power Investment Group Inner Mongolia New Energy Co Ltd [70%]; Xinjiang Haitianda Investment Co Ltd [30%] | Emin Haitianda Optoelectronics | 46.3061 | 84.6623 | L100000802281 | G100000802731 | https://www.gem.wiki/Xinjiang_Emin_9th_Corps_170th_Brigade_Haitianda_solar_farm | Global Solar Power Tracker - February 2026 |  | 不适用 | 运行参数继承参考Generators_data.csv的风电/光伏设定
3213 | XJ | 5 | 新疆 | Tacheng Prefecture | Emin | 额敏海天达九师170团三期20MW并网光伏发电项目 | Xinjiang Emin 9th Corps 170th Brigade Haitianda solar farm | 3 | 光伏 | PV | 20 | operating | 2017 | State Power Investment Group Inner Mongolia New Energy Co Ltd [70%]; Xinjiang Haitianda Investment Co Ltd [30%] | Emin Haitianda Optoelectronics | 46.3061 | 84.6623 | L100000802281 | G100000802730 | https://www.gem.wiki/Xinjiang_Emin_9th_Corps_170th_Brigade_Haitianda_solar_farm | Global Solar Power Tracker - February 2026 |  | 不适用 | 运行参数继承参考Generators_data.csv的风电/光伏设定
3214 | XJ | 5 | 新疆 | Altay Prefecture | Fuhai | 福海汉能光伏发电阿勒泰20MW光伏并网发电工程 | Xinjiang Fuhai Hanneng solar farm | -- | 光伏 | PV | 20 | operating | 2013 | Xinjiang Haoyuan Hengxiang New Energy Development Co Ltd [100%] | Fuhai Hanneng Photovoltaic Power Generation | 47.1115 | 87.4837 | L100000803349 | G100000803855 | https://www.gem.wiki/Xinjiang_Fuhai_Hanneng_solar_farm | Global Solar Power Tracker - February 2026 |  | 不适用 | 运行参数继承参考Generators_data.csv的风电/光伏设定
3215 | XJ | 5 | 新疆 | Changji AP | Fukang City | 华能新能源公司阜康市华能100万光伏+压缩空气储能100MW/1000MWh项目 | Xinjiang Fukang (Huaneng) Compressed Air Storage solar farm | -- | 光伏 | PV | 1000 | operating | 2025 |  | Huaneng (Fukang) New Energy Technology | 44.2280 | 88.3890 | L100001042983 | G100001048405 | https://www.gem.wiki/Xinjiang__Fukang_(Huaneng)_Compressed_Air_Storage_solar_farm | Global Solar Power Tracker - February 2026 |  | 不适用 | 运行参数继承参考Generators_data.csv的风电/光伏设定
3216 | XJ | 5 | 新疆 | Changji AP | Fukang City |  | Xinjiang Fukang (Luneng) solar power plant | PV 1 | 光伏 | PV | 420 | operating | 2024 |  |  | 44.4630 | 88.3210 | L100000811374 | G100001031033 | https://www.gem.wiki/Xinjiang_Fukang_(Luneng)_solar_power_plant | Global Solar Power Tracker - February 2026 |  | 不适用 | 运行参数继承参考Generators_data.csv的风电/光伏设定
3217 | XJ | 5 | 新疆 | Changji AP | Fukang City | 阜康鲁能多能互补（暨新能源市场化并网）北区48万千瓦光伏发电项目 | Xinjiang Fukang (Luneng) solar power plant | PV 2 | 光伏 | PV | 480 | operating | 2025 | Luneng New Energy (Group) Co Ltd [100%] |  | 44.4630 | 88.3210 | L100000811374 | G100000813856 | https://www.gem.wiki/Xinjiang_Fukang_(Luneng)_solar_power_plant | Global Solar Power Tracker - February 2026 |  | 不适用 | 运行参数继承参考Generators_data.csv的风电/光伏设定
3218 | XJ | 5 | 新疆 | Changji AP | Fukang City | 鲁能阜康市多能互补（暨新能源市场化并网）项目 | Xinjiang Fukang (Luneng) solar power plant | Solar Thermal | 光伏 | Solar Thermal | 100 | operating | 2025 | China Green Electricity Investment of Tianjin Co Ltd [100%] | Luneng New Energy (Group) | 44.4630 | 88.3210 | L100000811374 | G100000813857 | https://www.gem.wiki/Xinjiang_Fukang_(Luneng)_solar_power_plant | Global Solar Power Tracker - February 2026 |  | 不适用 | 运行参数继承参考Generators_data.csv的风电/光伏设定
3219 | XJ | 5 | 新疆 | Changji AP | Fukang City | 中泰矿冶阜康市50万千瓦光伏项目 | Xinjiang Fukang (Zhongtai Mining and Metallurgy) solar farm | -- | 光伏 | PV | 500 | operating | 2025 | Fukang Zhongtai Green Energy New Energy Power Generation Co Ltd |  | 44.1148 | 88.5347 | L100001019475 | G100001022006 | https://www.gem.wiki/Xinjiang_Fukang_(Zhongtai_Mining_and_Metallurgy)_solar_farm | Global Solar Power Tracker - February 2026 |  | 不适用 | 运行参数继承参考Generators_data.csv的风电/光伏设定
3220 | XJ | 5 | 新疆 | Changji AP | Fukang City | 中泰新能阜康市25万千瓦光伏项目 | Xinjiang Fukang (Zhongtai New Energy) solar farm | -- | 光伏 | PV | 250 | operating | 2025 | Fukang Zhongtai Green Energy New Energy Power Generation Co Ltd |  | 44.2565 | 87.8489 | L100001019476 | G100001022007 | https://www.gem.wiki/Xinjiang_Fukang_(Zhongtai_New_Energy)_solar_farm | Global Solar Power Tracker - February 2026 |  | 不适用 | 运行参数继承参考Generators_data.csv的风电/光伏设定
3221 | XJ | 5 | 新疆 | Changji AP | Fukang City | 阜康60万千瓦光储一体化项目 | Xinjiang Fukang 600 MW solar power plant | -- | 光伏 | PV | 600 | operating | 2023 | China Power Construction New Energy Group Xinjiang Branch Co [100%] |  | 44.3478 | 86.6870 | L100000811375 | G100000813858 | https://www.gem.wiki/Xinjiang_Fukang_600_MW_solar_power_plant | Global Solar Power Tracker - February 2026 |  | 不适用 | 运行参数继承参考Generators_data.csv的风电/光伏设定
3222 | XJ | 5 | 新疆 | Changji AP | Fukang City | 天龙矿业自备电厂绿电替代15万千瓦光伏项目 | Xinjiang Fukang Tianlong Mining Green Power Substitution solar farm | -- | 光伏 | PV | 150 | operating | 2025 | Xinjiang Tianlong New energy Co Ltd |  | 44.0940 | 88.2940 | L100001019425 | G100001022002 | https://www.gem.wiki/Xinjiang_Fukang_Tianlong_Mining_Green_Power_Substitution_solar_farm | Global Solar Power Tracker - February 2026 |  | 不适用 | 运行参数继承参考Generators_data.csv的风电/光伏设定
3223 | XJ | 5 | 新疆 | Changji AP | Fukang City | 阜康市新风新能源昌吉20.0MW光伏并网发电工程 | Xinjiang Fukang Ziniquanzi Xinfeng solar farm | -- | 光伏 | PV | 20 | operating | 2014 | Xinjiang Xinfeng Hanhong Energy Co Ltd [100%] | Fukang Xinfeng New Energy | 44.2678 | 88.4372 | L100000803363 | G100000803869 | https://www.gem.wiki/Xinjiang_Fukang_Ziniquanzi_Xinfeng_solar_farm | Global Solar Power Tracker - February 2026 |  | 不适用 | 运行参数继承参考Generators_data.csv的风电/光伏设定
3224 | XJ | 5 | 新疆 | Altay Prefecture | Fuyun | 五凌电力青河并网光伏发电一期项目 | Xinjiang Fuyun Wuling Qinghe solar farm | 1 | 光伏 | PV | 20 | operating | 2016 | Wuling Power Co Ltd [100%] | Wuling Qinghe Electric Power | 46.9939 | 89.5240 | L100000803079 | G100000803568 | https://www.gem.wiki/Xinjiang_Fuyun_Wuling_Qinghe_solar_farm | Global Solar Power Tracker - February 2026 |  | 不适用 | 运行参数继承参考Generators_data.csv的风电/光伏设定
3225 | XJ | 5 | 新疆 | Turpan | Gaochang District | 华能高昌区七泉湖50兆瓦“光伏+储能”电站 | Xinjiang Gaochang Qiquanhu (Huaneng) solar farm | -- | 光伏 | PV | 50 | operating | 2022 | Huaneng Xinjiang Energy Development Co Ltd [100%] | Xinjiang Huaneng Xinhuozhou Power Generation | 43.1511 | 89.4809 | L100000827413 | G100000830896 | https://www.gem.wiki/Xinjiang_Gaochang_Qiquanhu_(Huaneng)_solar_farm | Global Solar Power Tracker - February 2026 |  | 不适用 | 运行参数继承参考Generators_data.csv的风电/光伏设定
3226 | XJ | 5 | 新疆 | Turpan | Gaochang District | 吐鲁番昱泽光伏发电中利腾晖昱泽吐鲁番三期20MW光伏并网发电工程 | Xinjiang Gaochang Qiquanhu Yuze solar farm | 3 | 光伏 | PV | 20 | operating | 2014 | Xinjiang Silk Road Kunyuan Energy Co Ltd [100%] | Turpan Yuze Photovoltaic Power Generation | 43.1276 | 89.4648 | L100000803354 | G100000803860 | https://www.gem.wiki/Xinjiang_Gaochang_Qiquanhu_Yuze_solar_farm | Global Solar Power Tracker - February 2026 |  | 不适用 | 运行参数继承参考Generators_data.csv的风电/光伏设定
3227 | XJ | 5 | 新疆 | Changji AP | Mori | 古尔班通古特沙漠基地项目(中煤木垒12.5万千瓦光伏部分) | Xinjiang Gurbantünggüt Desert Renewables Base Mori solar farms | China Coal | 光伏 | PV | 125 | operating | 2025 | Changji Gurbantünggüt Desert Base New Energy Development CO LTD China Coal Mori Branch CO Co Ltd |  | 44.0699 | 90.3703 | L100000828958 | G100001000979 | https://www.gem.wiki/Xinjiang_Gurbantünggüt_Desert_Renewables_Base_Mori_solar_farms | Global Solar Power Tracker - February 2026 |  | 不适用 | 运行参数继承参考Generators_data.csv的风电/光伏设定
3228 | XJ | 5 | 新疆 | Changji AP | Mori | 古尔班通古特沙漠基地项目（华电木垒25万千瓦光伏部分） | Xinjiang Gurbantünggüt Desert Renewables Base Mori solar farms | Huadian | 光伏 | PV | 250 | operating | 2025 | Changji Gurbantünggüt Desert Base New Energy Development CO LTD Huadian Mori Branch CO Co Ltd |  | 44.2530 | 90.2480 | L100000828958 | G100000832710 | https://www.gem.wiki/Xinjiang_Gurbantünggüt_Desert_Renewables_Base_Mori_solar_farms | Global Solar Power Tracker - February 2026 |  | 不适用 | 运行参数继承参考Generators_data.csv的风电/光伏设定
3229 | XJ | 5 | 新疆 | Changji AP | Mori |  | Xinjiang Gurbantünggüt Desert Renewables Base Mori solar farms | Shaanxi Investment | 光伏 | PV | 125 | operating | 2025 | Changji Gurbantünggüt Desert Base New Energy Development CO LTD Shaanxi Investment Mori Branch |  | 44.0610 | 90.2480 | L100000828958 | G100001000980 | https://www.gem.wiki/Xinjiang_Gurbantünggüt_Desert_Renewables_Base_Mori_solar_farms | Global Solar Power Tracker - February 2026 |  | 不适用 | 运行参数继承参考Generators_data.csv的风电/光伏设定
3230 | XJ | 5 | 新疆 | Changji AP | Qitai | 古尔班通古特沙漠基地项目（皖能奇台80万千瓦光伏部分）, 古尔班通古特沙漠基地项目 | Xinjiang Gurbantünggüt Desert Renewables Base Qitai solar farms | Anhui Energy | 光伏 | PV | 800 | operating | 2025 | Changji Gurbantünggüt Desert Base New Energy Development LTD Anhui Energy Branch Co |  | 44.4610 | 89.5670 | L100001000653 | G100001000982 | https://www.gem.wiki/Xinjiang_Gurbantünggüt_Desert_Renewables_Base_Qitai_solar_farms | Global Solar Power Tracker - February 2026 |  | 不适用 | 运行参数继承参考Generators_data.csv的风电/光伏设定
3231 | XJ | 5 | 新疆 | Changji AP | Qitai | 古尔班通古特沙漠基地项目(华电奇台30万千瓦光伏部分, 古尔班通古特沙漠基地项目 | Xinjiang Gurbantünggüt Desert Renewables Base Qitai solar farms | Huadian | 光伏 | PV | 300 | operating | 2025 | Changji Gurbantünggüt Desert Base New Energy CO LTD Huadian Branch CO Co Ltd |  | 44.4610 | 89.5670 | L100001000653 | G100001000981 | https://www.gem.wiki/Xinjiang_Gurbantünggüt_Desert_Renewables_Base_Qitai_solar_farms | Global Solar Power Tracker - February 2026 |  | 不适用 | 运行参数继承参考Generators_data.csv的风电/光伏设定
3232 | XJ | 5 | 新疆 | Changji AP | Mori | 昌吉古尔班通古特沙漠基地国网能源60万千瓦光伏项目； ...古尔班通古特沙漠基地项目(国网能源奇台一期30万千瓦光伏部分.., 古尔班通古特沙漠基地项目 | Xinjiang Gurbantünggüt Desert Renewables Base Qitai solar farms | State Power Grid 1 | 光伏 | PV | 300 | operating | 2025 |  |  | 44.4826 | 89.4245 | L100001000653 | G100001021799 | https://www.gem.wiki/Xinjiang_Gurbantünggüt_Desert_Renewables_Base_Qitai_solar_farms | Global Solar Power Tracker - February 2026 |  | 不适用 | 运行参数继承参考Generators_data.csv的风电/光伏设定
3233 | XJ | 5 | 新疆 | Changji AP | Qitai | 昌吉古尔班通古特沙漠基地国网能源60万千瓦光伏项目； 古尔班通古特沙漠基地项目(国网能源奇台一期30万千瓦光伏部分), 古尔班通古特沙漠基地项目 | Xinjiang Gurbantünggüt Desert Renewables Base Qitai solar farms | State Power Grid 2 | 光伏 | PV | 300 | operating | 2025 | State Grid Energy Xinjiang Zhundong Coal Power Co Ltd | Changji Gurbantünggüt Desert Base New Energy Development Ltd State Power Grid Branch | 44.4841 | 89.3951 | L100001000653 | G100001000984 | https://www.gem.wiki/Xinjiang_Gurbantünggüt_Desert_Renewables_Base_Qitai_solar_farms | Global Solar Power Tracker - February 2026 |  | 不适用 | 运行参数继承参考Generators_data.csv的风电/光伏设定
3234 | XJ | 5 | 新疆 | Hami | Yizhou District | 中煤哈密一通道80万千瓦风电+20万千瓦光伏多能互补项目 | Xinjiang Hami "First Power Export Line" (China Coal) Wind and Solar complex | -- | 光伏 | PV | 200 | operating | 2025 |  | Hami Dananhu New Energy | 42.5640 | 93.4130 | L100000827414 | G100000830897 | https://www.gem.wiki/Xinjiang_Hami_"First_Power_Export_Line"_(China_Coal)_Wind_and_Solar_complex | Global Solar Power Tracker - February 2026 |  | 不适用 | 运行参数继承参考Generators_data.csv的风电/光伏设定
3235 | XJ | 5 | 新疆 | Hami | Yizhou District | 新疆华电哈密一通道40万千瓦风电10万千瓦光伏多能互补项目 | Xinjiang Hami "First Power Export Line" (Huadian) Wind and Solar complex | -- | 光伏 | PV | 100 | operating | 2024 | Huadian Xinjiang Hami Coal and Power Development Co Ltd [100%] |  | 42.8614 | 93.4533 | L100000827415 | G100000830898 | https://www.gem.wiki/Xinjiang_Hami_"First_Power_Export_Line"_(Huadian)_Wind_and_Solar_complex | Global Solar Power Tracker - February 2026 |  | 不适用 | 运行参数继承参考Generators_data.csv的风电/光伏设定
3236 | XJ | 5 | 新疆 | Hami | Yizhou District | 三峡新能源哈密100万千瓦“光热＋光伏”一体化综合能源示范项目 | Xinjiang Hami (China Three Gorges) Integrated solar farm | Photovoltaic | 光伏 | PV | 900 | operating | 2024 | Three Gorges Capital Holdings Co Ltd [3%]; unknown [30%]; China Water Resources and Hydropower Construction Engineering Consulting Co Ltd [3%]; Gold Stone New Energy Investment (Shenzhen) Partnership (LP) [1%]; Zheneng Capital Holdings Co Ltd [3%]; Zhuhai Ronglang Investment Management Partnership (LP) [3%]; Metropolis Weiye Group Co Ltd [3%]; China Three Gorges CORP (CTG) [48%]; Hong Kong Securities Clearing Co Ltd [1%] | China Three Gorges New Energy (Group) | 44.7063 | 94.0963 | L100000811378 | G100000813862 | https://www.gem.wiki/Xinjiang_Hami_(China_Three_Gorges)_Integrated_solar_farm | Global Solar Power Tracker - February 2026 |  | 不适用 | 运行参数继承参考Generators_data.csv的风电/光伏设定
3237 | XJ | 5 | 新疆 | Hami | Yizhou District | 三峡新能源哈密100万千瓦“光热＋光伏”一体化综合能源示范项目 | Xinjiang Hami (China Three Gorges) Integrated solar farm | Solar Thermal | 光伏 | Solar Thermal | 100 | operating | 2025 | Three Gorges Capital Holdings Co Ltd [3%]; unknown [30%]; China Water Resources and Hydropower Construction Engineering Consulting Co Ltd [3%]; Gold Stone New Energy Investment (Shenzhen) Partnership (LP) [1%]; Zheneng Capital Holdings Co Ltd [3%]; Zhuhai Ronglang Investment Management Partnership (LP) [3%]; Metropolis Weiye Group Co Ltd [3%]; China Three Gorges CORP (CTG) [48%]; Hong Kong Securities Clearing Co Ltd [1%] | China Three Gorges New Energy (Group) | 43.3236 | 93.7574 | L100000811378 | G100000813863 | https://www.gem.wiki/Xinjiang_Hami_(China_Three_Gorges)_Integrated_solar_farm | Global Solar Power Tracker - February 2026 |  | 不适用 | 运行参数继承参考Generators_data.csv的风电/光伏设定
3238 | XJ | 5 | 新疆 | Hami | Yiwu | 新疆华电天山北麓基地610万千瓦新能源项目 | Xinjiang Hami - Chongqing Transmission Line solar farms | Huadian Photovoltaic | 光伏 | PV | 1800 | operating | 2025 | Xinjiang Huadian Tianshan Power Generation Co Ltd |  | 43.7280 | 94.9340 | L100000827408 | G100001004840 | https://www.gem.wiki/Xinjiang_Hami_-_Chongqing_Transmission_Line_solar_farms | Global Solar Power Tracker - February 2026 |  | 不适用 | 运行参数继承参考Generators_data.csv的风电/光伏设定
3239 | XJ | 5 | 新疆 | Hami | Yizhou District | 国神新疆哈密100万千瓦多能互补项目 | Xinjiang Hami - Zhengzhou Power Export (China Energy Investment) wind and solar farm | -- | 光伏 | PV | 200 | operating | 2024 | China Energy Investment Group Co Ltd [100%] |  | 41.8730 | 94.3220 | L100000828963 | G100000832717 | https://www.gem.wiki/Xinjiang_Hami_-_Zhengzhou_Power_Export_(China_Energy_Investment)_wind_and_solar_farm | Global Solar Power Tracker - February 2026 |  | 不适用 | 运行参数继承参考Generators_data.csv的风电/光伏设定
3240 | XJ | 5 | 新疆 | Hami | Yizhou District | 哈密宏鑫佳源十三师柳树泉农场一期20MWp并网光伏发电项目 | Xinjiang Hami 13th Division Liushuquan Farm Orui solar farm | 1 | 光伏 | PV | 20 | operating | 2015 | Huaneng Gongrong No.1 (Tianjin) Equity Investment Fund Partnership (Limited Partnership) [60%]; Huaneng Gongrong No.2 (Tianjin) Equity Investment Fund Partnership (Limited Partnership) [40%] | Hami Orui Photovoltaic Power Generation | 43.1418 | 92.9055 | L100000802276 | G100000802723 | https://www.gem.wiki/Xinjiang_Hami_13th_Division_Liushuquan_Farm_Orui_solar_farm | Global Solar Power Tracker - February 2026 |  | 不适用 | 运行参数继承参考Generators_data.csv的风电/光伏设定
3241 | XJ | 5 | 新疆 | Hami | Yizhou District | 哈密耀辉光伏电力新疆兵团柳树泉农场光伏项目30.0MW发电工程 | Xinjiang Hami 13th Division Liushuquan Farm Yaohui solar farm | 1 | 光伏 | PV | 30 | operating | 2015 | Huaneng Gongrong No.1 (Tianjin) Equity Investment Fund Partnership (Limited Partnership) [60%]; Huaneng Gongrong No.2 (Tianjin) Equity Investment Fund Partnership (Limited Partnership) [40%] | Hami Yaohui Photovoltaic Power | 43.1490 | 92.9074 | L100000802277 | G100000802725 | https://www.gem.wiki/Xinjiang_Hami_13th_Division_Liushuquan_Farm_Yaohui_solar_farm | Global Solar Power Tracker - February 2026 |  | 不适用 | 运行参数继承参考Generators_data.csv的风电/光伏设定
3242 | XJ | 5 | 新疆 | Hami | Yizhou District | 哈密耀辉光伏电力新疆兵团柳树泉农场二期30.0MW发电工程 | Xinjiang Hami 13th Division Liushuquan Farm Yaohui solar farm | 2 | 光伏 | PV | 30 | operating | 2015 | Huaneng Gongrong No.1 (Tianjin) Equity Investment Fund Partnership (Limited Partnership) [60%]; Huaneng Gongrong No.2 (Tianjin) Equity Investment Fund Partnership (Limited Partnership) [40%] | Hami Yaohui Photovoltaic Power | 43.1490 | 92.9074 | L100000802277 | G100000802724 | https://www.gem.wiki/Xinjiang_Hami_13th_Division_Liushuquan_Farm_Yaohui_solar_farm | Global Solar Power Tracker - February 2026 |  | 不适用 | 运行参数继承参考Generators_data.csv的风电/光伏设定
3243 | XJ | 5 | 新疆 | Hami | Yizhou District | 哈密源和发电新疆兵团十三师柳树泉农场100.0MW发电工程 | Xinjiang Hami 13th Division Liushuquan Farm Yuanhe solar farm | -- | 光伏 | PV | 100 | operating | 2015 | China Nuclear Exchange Energy Co Ltd [100%] | Hami Yuanhe Power Generation | 43.1359 | 92.9071 | L100000802278 | G100000802726 | https://www.gem.wiki/Xinjiang_Hami_13th_Division_Liushuquan_Farm_Yuanhe_solar_farm | Global Solar Power Tracker - February 2026 |  | 不适用 | 运行参数继承参考Generators_data.csv的风电/光伏设定
3244 | XJ | 5 | 新疆 | Hami | Yizhou District | 国电电力新疆哈密十三师红星四场光伏发电一期50MWp项目 | Xinjiang Hami 13th DivisionHongxing Farm solar farm | 1 | 光伏 | PV | 50 | operating | 2016 | CPI Xinjiang Energy and Chemical Group Hami Co Ltd [100%] | Hami Guodian Dongyi Photovoltaic Power Generation | 42.6629 | 93.9570 | L100000803034 | G100000803523 | https://www.gem.wiki/Xinjiang_Hami_13th_DivisionHongxing_Farm_solar_farm | Global Solar Power Tracker - February 2026 |  | 不适用 | 运行参数继承参考Generators_data.csv的风电/光伏设定
3245 | XJ | 5 | 新疆 | Hami | Yizhou District | 中广核新疆哈密并网光伏一期20MWp发电工程 | Xinjiang Hami CGN solar farm | 1 | 光伏 | PV | 20 | operating | 2011 | CGN Solar Energy Development Co Ltd [100%] | CGN Solar Hami | 43.0447 | 93.6485 | L100000802353 | G100000802815 | https://www.gem.wiki/Xinjiang_Hami_CGN_solar_farm | Global Solar Power Tracker - February 2026 |  | 不适用 | 运行参数继承参考Generators_data.csv的风电/光伏设定
3246 | XJ | 5 | 新疆 | Hami | Yizhou District | 中广核太阳能哈密三期30.0MW光伏并网发电工程 | Xinjiang Hami CGN solar farm | 3 | 光伏 | PV | 30 | operating | 2014 | CGN Solar Energy Development Co Ltd [100%] | CGN Solar Hami | 43.0447 | 93.6485 | L100000802353 | G100000803873 | https://www.gem.wiki/Xinjiang_Hami_CGN_solar_farm | Global Solar Power Tracker - February 2026 |  | 不适用 | 运行参数继承参考Generators_data.csv的风电/光伏设定
3247 | XJ | 5 | 新疆 | Hami | Yizhou District | 哈密东南部山口中电建5万千瓦光伏发电项目 | Xinjiang Hami China Power Construction solar farm | -- | 光伏 | PV | 50 | operating | 2016 | China Power Construction New Energy Group Co Ltd [100%] | Sinohydro Hami New Energy Development | 42.2420 | 93.9010 | L100000803067 | G100000803556 | https://www.gem.wiki/Xinjiang_Hami_China_Power_Construction_solar_farm | Global Solar Power Tracker - February 2026 |  | 不适用 | 运行参数继承参考Generators_data.csv的风电/光伏设定
3248 | XJ | 5 | 新疆 | Hami | Yizhou District | 中电投哈密20MWp光伏并网发电特许权项目 | Xinjiang Hami CPI solar farm | -- | 光伏 | PV | 20 | operating | 2013 | Bank of Communications Financial Assets Investment Co Ltd [19%]; CPI Xinjiang Energy Chemical Group Co Ltd [60%]; ICBC Financial Assets Investment Co Ltd [21%] | China Power Investment Xinjiang Energy and Chemical Industry Group Hami | 43.0450 | 93.6110 | L100000803400 | G100000803908 | https://www.gem.wiki/Xinjiang_Hami_CPI_solar_farm | Global Solar Power Tracker - February 2026 |  | 不适用 | 运行参数继承参考Generators_data.csv的风电/光伏设定
3249 | XJ | 5 | 新疆 | Hami | Yizhou District | 大唐哈密公司哈密一期20.0MW光伏并网发电工程 | Xinjiang Hami Datang Grid-Connected solar farm | 1 | 光伏 | PV | 20 | operating | 2013 | Datang Xinjiang Power Generation Co Ltd [100%] | Datang Hami Wind Power Development | 43.0273 | 93.6005 | L100000802212 | G100000802635 | https://www.gem.wiki/Xinjiang_Hami_Datang_Grid-Connected_solar_farm | Global Solar Power Tracker - February 2026 |  | 不适用 | 运行参数继承参考Generators_data.csv的风电/光伏设定
3250 | XJ | 5 | 新疆 | Hami | Yizhou District | 大唐哈密公司哈密二期20.0MW光伏并网发电工程 | Xinjiang Hami Datang Grid-Connected solar farm | 2 | 光伏 | PV | 20 | operating | 2013 | Datang Xinjiang Power Generation Co Ltd [100%] | Datang Hami Wind Power Development | 43.0273 | 93.6005 | L100000802212 | G100000802636 | https://www.gem.wiki/Xinjiang_Hami_Datang_Grid-Connected_solar_farm | Global Solar Power Tracker - February 2026 |  | 不适用 | 运行参数继承参考Generators_data.csv的风电/光伏设定
3251 | XJ | 5 | 新疆 | Hami | Yizhou District | 哈密市东方民生太阳能源哈密一期20.0MW光伏并网发电工程 | Xinjiang Hami Dongfang Minsheng Grid-Connected solar farm | 1 | 光伏 | PV | 20 | operating | 2013 | Huadian New Energy Group Co Ltd [100%] | Hami Dongfang Minsheng Solar Energy Development | 43.0222 | 93.6010 | L100000802213 | G100000802638 | https://www.gem.wiki/Xinjiang_Hami_Dongfang_Minsheng_Grid-Connected_solar_farm | Global Solar Power Tracker - February 2026 |  | 不适用 | 运行参数继承参考Generators_data.csv的风电/光伏设定
3252 | XJ | 5 | 新疆 | Hami | Yizhou District | 哈密市东方民生太阳能源哈密二期30.0MW发电工程 | Xinjiang Hami Dongfang Minsheng Grid-Connected solar farm | 2 | 光伏 | PV | 30 | operating | 2013 | Huadian New Energy Group Co Ltd [100%] | Hami Dongfang Minsheng Solar Energy Development | 43.0222 | 93.6010 | L100000802213 | G100000802637 | https://www.gem.wiki/Xinjiang_Hami_Dongfang_Minsheng_Grid-Connected_solar_farm | Global Solar Power Tracker - February 2026 |  | 不适用 | 运行参数继承参考Generators_data.csv的风电/光伏设定
3253 | XJ | 5 | 新疆 | Hami | Yizhou District | 哈密弗光太阳能光伏并网项目一期20MW发电工程 | Xinjiang Hami Fuguang Grid-Connected solar farm | 1 | 光伏 | PV | 20 | operating | 2013 | Hami Tongfeng Environmental Protection Technology Co Ltd [100%] | Hami Fuguang Solar Energy | 43.0210 | 93.6079 | L100000802214 | G100000802639 | https://www.gem.wiki/Xinjiang_Hami_Fuguang_Grid-Connected_solar_farm | Global Solar Power Tracker - February 2026 |  | 不适用 | 运行参数继承参考Generators_data.csv的风电/光伏设定
3254 | XJ | 5 | 新疆 | Hami | Yizhou District | 新疆哈密石城子 20MW 光伏电站项目 | Xinjiang Hami Guangyuan solar farm | -- | 光伏 | PV | 20 | operating | 2016 | Huadian Fuxin Xinjiang Energy Co Ltd [100%] | Hami Light Source Power Generation | 43.0335 | 93.5884 | L100000803049 | G100000803538 | https://www.gem.wiki/Xinjiang_Hami_Guangyuan_solar_farm | Global Solar Power Tracker - February 2026 |  | 不适用 | 运行参数继承参考Generators_data.csv的风电/光伏设定
3255 | XJ | 5 | 新疆 | Hami | Yizhou District | 国电哈密能源光伏并网发电项目一期20.0MW发电工程 | Xinjiang Hami Guodian Grid-Connected solar farm | 1 | 光伏 | PV | 20 | operating | 2013 | Guodian Power Xinjiang New Energy Development Co Ltd [100%] | Guodian Hami Energy Development | 43.0336 | 93.6353 | L100000802215 | G100000802640 | https://www.gem.wiki/Xinjiang_Hami_Guodian_Grid-Connected_solar_farm | Global Solar Power Tracker - February 2026 |  | 不适用 | 运行参数继承参考Generators_data.csv的风电/光伏设定
3256 | XJ | 5 | 新疆 | Hami | Yizhou District | 国电电力哈密并网光伏一期20MWp 发电工程 | Xinjiang Hami Guodian Power Grid-Connected solar farm | 1 | 光伏 | PV | 20 | operating | 2013 | Guodian Power Xinjiang New Energy Development Co Ltd [65%]; Hareon Solar Technology Co Ltd [35%] | Guodian Power Hami Photovoltaic Power | 43.0338 | 93.6377 | L100000802216 | G100000802641 | https://www.gem.wiki/Xinjiang_Hami_Guodian_Power_Grid-Connected_solar_farm | Global Solar Power Tracker - February 2026 |  | 不适用 | 运行参数继承参考Generators_data.csv的风电/光伏设定
3257 | XJ | 5 | 新疆 | Hami | Yizhou District | 国华（哈密）新能源哈密30兆瓦光伏并网发电项目30.0MW发电工程 | Xinjiang Hami Guohua solar farm | -- | 光伏 | PV | 30 | operating | 2014 | National Energy Group New Energy Co Ltd [100%] | Guohua (Hami) New Energy | 43.0172 | 93.6177 | L100000803328 | G100000803834 | https://www.gem.wiki/Xinjiang_Hami_Guohua_solar_farm | Global Solar Power Tracker - February 2026 |  | 不适用 | 运行参数继承参考Generators_data.csv的风电/光伏设定
3258 | XJ | 5 | 新疆 | Hami | Yizhou District | 国华新疆哈密兵团十三师红星二场50MWp并网光伏发电项目 | Xinjiang Hami Hongxing 2 Farm Guohua solar farm | -- | 光伏 | PV | 50 | operating | 2016 | National Energy Group New Energy Co Ltd [100%] | Guohua (Hami Hongxing Field 2) New Energy | 42.8535 | 93.1936 | L100000802268 | G100000802713 | https://www.gem.wiki/Xinjiang_Hami_Hongxing_2_Farm_Guohua_solar_farm | Global Solar Power Tracker - February 2026 |  | 不适用 | 运行参数继承参考Generators_data.csv的风电/光伏设定
3259 | XJ | 5 | 新疆 | Hami | Yizhou District | 尚德红星二场 50 兆瓦兵农网光伏电站建设项目一期 30MWp 工程 | Xinjiang Hami Hongxing 2 Farm Shangde solar farm | 1 | 光伏 | PV | 30 | operating | 2013 | China Nuclear Exchange Energy Co Ltd [100%] | Suntech (Hami) Solar Power | 42.8507 | 93.1991 | L100000802271 | G100000802716 | https://www.gem.wiki/Xinjiang_Hami_Hongxing_2_Farm_Shangde_solar_farm | Global Solar Power Tracker - February 2026 |  | 不适用 | 运行参数继承参考Generators_data.csv的风电/光伏设定
3260 | XJ | 5 | 新疆 | Hami | Yizhou District | 哈密新风光十三师红星二场50MWp光伏发电项目 | Xinjiang Hami Hongxing 2 Farm Xinfengguang solar farm | -- | 光伏 | PV | 50 | operating | 2016 | Xinjiang Xinfeng Hanhong Energy Co Ltd [100%] | Hami Xinfengguang Power Generation | 43.0133 | 93.5878 | L100000802269 | G100000802714 | https://www.gem.wiki/Xinjiang_Hami_Hongxing_2_Farm_Xinfengguang_solar_farm | Global Solar Power Tracker - February 2026 |  | 不适用 | 运行参数继承参考Generators_data.csv的风电/光伏设定
3261 | XJ | 5 | 新疆 | Hami | Yizhou District | 哈密宣力光伏科技开发有限公司十三师红星二场50MWp光伏并网发电项目 | Xinjiang Hami Hongxing 2 Farm Xuanli solar farm | -- | 光伏 | PV | 50 | operating | 2015 | Hami Tianxingjian New Energy Investment Co Ltd [99%]; Beijing Tianxingjian Investment Management Co Ltd [1%] | Hami Xuanli Photovoltaic Technology Development | 42.5689 | 94.1112 | L100000802270 | G100000802715 | https://www.gem.wiki/Xinjiang_Hami_Hongxing_2_Farm_Xuanli_solar_farm | Global Solar Power Tracker - February 2026 |  | 不适用 | 运行参数继承参考Generators_data.csv的风电/光伏设定
3262 | XJ | 5 | 新疆 | Hami | Yizhou District | 中闽十三师红星二场一期20MW光伏发电项目 | Xinjiang Hami Hongxing 2 Farm Zhongmin solar farm | 1 | 光伏 | PV | 20 | operating | 2015 | Fujian Zhongmin Energy Investment Co Ltd [100%] | Zhongmin (Hami) Energy | 42.8604 | 93.2315 | L100000802272 | G100000802717 | https://www.gem.wiki/Xinjiang_Hami_Hongxing_2_Farm_Zhongmin_solar_farm | Global Solar Power Tracker - February 2026 |  | 不适用 | 运行参数继承参考Generators_data.csv的风电/光伏设定
3263 | XJ | 5 | 新疆 | Hami | Yizhou District | 哈密常晖新疆兵团十三师红星四场30.00MW发电工程 | Xinjiang Hami Hongxing 4 Farm Changhui solar farm | -- | 光伏 | PV | 30 | operating | 2014 | Xinjiang Silk Road Kunyuan Energy Co Ltd [100%] | Hami Changhui Photovoltaic Power Generation | 42.5272 | 94.0575 | L100000802273 | G100000802718 | https://www.gem.wiki/Xinjiang_Hami_Hongxing_4_Farm_Changhui_solar_farm | Global Solar Power Tracker - February 2026 |  | 不适用 | 运行参数继承参考Generators_data.csv的风电/光伏设定
3264 | XJ | 5 | 新疆 | Hami | Yizhou District | 哈密辉腾光伏电力新疆兵团红星四场光伏电站一期20.0MW发电工程 | Xinjiang Hami Hongxing 4 Farm Huiteng solar farm | 1 | 光伏 | PV | 20 | operating | 2014 | Changzhou Guangyu New Energy Co Ltd [100%] | Hami Huiteng Photovoltaic Power | 42.5272 | 94.0575 | L100000802275 | G100000802722 | https://www.gem.wiki/Xinjiang_Hami_Hongxing_4_Farm_Huiteng_solar_farm | Global Solar Power Tracker - February 2026 |  | 不适用 | 运行参数继承参考Generators_data.csv的风电/光伏设定
3265 | XJ | 5 | 新疆 | Hami | Yizhou District | 哈密辉腾光伏电力新疆兵团红星四场光伏电站二期20.0MW发电工程 | Xinjiang Hami Hongxing 4 Farm Huiteng solar farm | 2 | 光伏 | PV | 20 | operating | 2014 | Changzhou Guangyu New Energy Co Ltd [100%] | Hami Huiteng Photovoltaic Power | 42.7404 | 94.0279 | L100000802275 | G100000802721 | https://www.gem.wiki/Xinjiang_Hami_Hongxing_4_Farm_Huiteng_solar_farm | Global Solar Power Tracker - February 2026 |  | 不适用 | 运行参数继承参考Generators_data.csv的风电/光伏设定
3266 | XJ | 5 | 新疆 | Hami | Yizhou District | 哈密天宏阳光太阳能新疆兵团十三师红星四场一期30.0MW发电工程 | Xinjiang Hami Hongxing 4 Farm Tianhong Yangguang solar farm | 1 | 光伏 | PV | 30 | operating | 2014 | Xinjiang Silk Road Kunyuan Energy Co Ltd [100%] | Hami Tianhong Solar Energy Technology | 42.8204 | 93.7151 | L100000802274 | G100000802719 | https://www.gem.wiki/Xinjiang_Hami_Hongxing_4_Farm_Tianhong_Yangguang_solar_farm | Global Solar Power Tracker - February 2026 |  | 不适用 | 运行参数继承参考Generators_data.csv的风电/光伏设定
3267 | XJ | 5 | 新疆 | Hami | Yizhou District | 天宏阳光十三师红星四场二期20兆瓦光伏发电项目 | Xinjiang Hami Hongxing 4 Farm Tianhong Yangguang solar farm | 2 | 光伏 | PV | 20 | operating | 2015 | Xinjiang Silk Road Kunyuan Energy Co Ltd [100%] | Hami Tianhong Solar Energy Technology | 42.8204 | 93.7151 | L100000802274 | G100000802720 | https://www.gem.wiki/Xinjiang_Hami_Hongxing_4_Farm_Tianhong_Yangguang_solar_farm | Global Solar Power Tracker - February 2026 |  | 不适用 | 运行参数继承参考Generators_data.csv的风电/光伏设定
3268 | XJ | 5 | 新疆 | Hami | Yizhou District | 天行健新能源投资公司哈密红星二场并网光伏一期20MWp发电工程 | Xinjiang Hami Hongxing No.2 Farm Tianxingjian solar farm | 1 | 光伏 | PV | 20 | operating | 2013 | CPI Xinjiang New Energy Chemical Group Hami Co Ltd [99%]; unknown [0%] | Hami Tianxingjian New Energy Investment | 42.8589 | 93.2477 | L100000802367 | G100000802830 | https://www.gem.wiki/Xinjiang_Hami_Hongxing_No.2_Farm_Tianxingjian_solar_farm | Global Solar Power Tracker - February 2026 |  | 不适用 | 运行参数继承参考Generators_data.csv的风电/光伏设定
3269 | XJ | 5 | 新疆 | Hami | Yizhou District | 华电哈密并网光伏40MWp 发电工程 | Xinjiang Hami Huadian 40MW Grid-Connected solar farm | -- | 光伏 | PV | 40 | operating | 2013 | Huadian New Energy Group Co Ltd [100%] | Xinjiang Huadian Kushui Wind Power | 43.0126 | 93.6436 | L100000802218 | G100000802643 | https://www.gem.wiki/Xinjiang_Hami_Huadian_40MW_Grid-Connected_solar_farm | Global Solar Power Tracker - February 2026 |  | 不适用 | 运行参数继承参考Generators_data.csv的风电/光伏设定
3270 | XJ | 5 | 新疆 | Hami | Yizhou District | 新疆华电苦水风电哈密三期20.0MW发电工程 | Xinjiang Hami Huadian Kushui Grid-Connected solar farm | 3 | 光伏 | PV | 20 | operating | 2013 | Huadian New Energy Group Co Ltd [100%] | Xinjiang Huadian Kushui Wind Power | 43.0193 | 93.6224 | L100000802217 | G100000802642 | https://www.gem.wiki/Xinjiang_Hami_Huadian_Kushui_Grid-Connected_solar_farm | Global Solar Power Tracker - February 2026 |  | 不适用 | 运行参数继承参考Generators_data.csv的风电/光伏设定
3271 | XJ | 5 | 新疆 | Hami | Yizhou District | 华能哈密风力发电光伏并网发电项目一期20.0MW发电工程 | Xinjiang Hami Huaneng Grid-Connected solar farm | 1 | 光伏 | PV | 20 | operating | 2014 | Huaneng Xinjiang Energy Development Co Ltd [100%] | Huaneng Hami Wind Power | 43.0192 | 93.6282 | L100000802219 | G100000802644 | https://www.gem.wiki/Xinjiang_Hami_Huaneng_Grid-Connected_solar_farm | Global Solar Power Tracker - February 2026 |  | 不适用 | 运行参数继承参考Generators_data.csv的风电/光伏设定
3272 | XJ | 5 | 新疆 | Hami | Yizhou District | 景峡中电投光伏项目 | Xinjiang Hami Jiingxia Zhongdiantou solar farm | -- | 光伏 | PV | 50 | operating | 2016 | Bank of Communications Financial Assets Investment Co Ltd [19%]; CPI Xinjiang Energy Chemical Group Co Ltd [60%]; ICBC Financial Assets Investment Co Ltd [21%] | China Power Investment Xinjiang Energy and Chemical Industry Group Hami | 41.8720 | 94.3230 | L100000803064 | G100000803553 | https://www.gem.wiki/Xinjiang_Hami_Jiingxia_Zhongdiantou_solar_farm | Global Solar Power Tracker - February 2026 |  | 不适用 | 运行参数继承参考Generators_data.csv的风电/光伏设定
3273 | XJ | 5 | 新疆 | Hami |  | 哈密市锦城新能源20MW光伏并网发电工程 | Xinjiang Hami Jincheng solar farm | -- | 光伏 | PV | 20 | operating | 2014 | China Nuclear Exchange Energy Co Ltd [100%] | Hami Jincheng New Energy | 44.7063 | 94.0963 | L100000803333 | G100000803839 | https://www.gem.wiki/Xinjiang_Hami_Jincheng_solar_farm | Global Solar Power Tracker - February 2026 |  | 不适用 | 运行参数继承参考Generators_data.csv的风电/光伏设定
3274 | XJ | 5 | 新疆 | Hami |  | 中节能新疆哈密景峡50MWp光伏发电项目 | Xinjiang Hami Jingxia CECEP solar farm | -- | 光伏 | PV | 50 | operating | 2016 | CECEP Solar Energy Technology Co Ltd [100%] | CECEP Solar Energy Technology Hami | 41.8720 | 94.3230 | L100000803098 | G100000803588 | https://www.gem.wiki/Xinjiang_Hami_Jingxia_CECEP_solar_farm | Global Solar Power Tracker - February 2026 |  | 不适用 | 运行参数继承参考Generators_data.csv的风电/光伏设定
3275 | XJ | 5 | 新疆 | Hami | Yizhou District | 哈密风电基地二期东南部风区景峡国华光伏项目 | Xinjiang Hami Jingxia solar farm | 2 | 光伏 | PV | 50 | operating | 2016 | National Energy Group New Energy Co Ltd [100%] | Guohua (Hami) New Energy | 41.8720 | 94.3230 | L100000803054 | G100000803543 | https://www.gem.wiki/Xinjiang_Hami_Jingxia_solar_farm | Global Solar Power Tracker - February 2026 |  | 不适用 | 运行参数继承参考Generators_data.csv的风电/光伏设定
3276 | XJ | 5 | 新疆 | Hami | Yizhou District | 哈密浚鑫光伏发电新疆兵团十三师红星二场30.0MW发电工程 | Xinjiang Hami Junxin solar farm | -- | 光伏 | PV | 30 | operating | 2016 | China Nuclear Exchange Energy Co Ltd [100%] | Hami Junxin Photovoltaic Power Generation | 44.7063 | 94.0963 | L100000803374 | G100000803881 | https://www.gem.wiki/Xinjiang_Hami_Junxin_solar_farm | Global Solar Power Tracker - February 2026 |  | 不适用 | 运行参数继承参考Generators_data.csv的风电/光伏设定
3277 | XJ | 5 | 新疆 | Hami | Yizhou District | 十三师柳树泉农场一期20兆瓦并网光伏电站项目 | Xinjiang Hami Liurui 13 Division Liushuquan Farm solar farm | 1 | 光伏 | PV | 20 | operating | 2016 | Xi'an LONGi Clean Energy Co Ltd [100%] | Hami Liurui New Energy Development | 43.0549 | 92.8638 | L100000803044 | G100000803533 | https://www.gem.wiki/Xinjiang_Hami_Liurui_13_Division_Liushuquan_Farm_solar_farm | Global Solar Power Tracker - February 2026 |  | 不适用 | 运行参数继承参考Generators_data.csv的风电/光伏设定
3278 | XJ | 5 | 新疆 | Hami | Yizhou District | 哈密柳阳十三师柳树泉农场20MW光伏发电项目 | Xinjiang Hami Liuyang 13 Division Liushuquan Farm solar farm | -- | 光伏 | PV | 20 | operating | 2016 | Xi'an LONGi Clean Energy Co Ltd [100%] | Hami Liuyang Photovoltaic Technology Development | 43.0549 | 92.8638 | L100000803043 | G100000803532 | https://www.gem.wiki/Xinjiang_Hami_Liuyang_13_Division_Liushuquan_Farm_solar_farm | Global Solar Power Tracker - February 2026 |  | 不适用 | 运行参数继承参考Generators_data.csv的风电/光伏设定
3279 | XJ | 5 | 新疆 | Hami | Yiwu | 哈密熔盐塔式5万千瓦光热发电示范项目 | Xinjiang Hami Molten Salt Tower solar farm | -- | 光伏 | Solar Thermal | 50 | operating | 2019 | China Energy Construction Co Ltd [100%] | China Energy Construction Group Investment | 43.6273 | 94.8775 | L100000802223 | G100000802648 | https://www.gem.wiki/Xinjiang_Hami_Molten_Salt_Tower_solar_farm | Global Solar Power Tracker - February 2026 |  | 不适用 | 运行参数继承参考Generators_data.csv的风电/光伏设定
3280 | XJ | 5 | 新疆 | Hami | Yizhou District | 哈密荣信新能源哈密一期20.0MW光伏并网发电工程 | Xinjiang Hami Rongxin Grid-Connected solar farm | 1 | 光伏 | PV | 20 | operating | 2014 | Montnets Cloud Technology Group Co Ltd [20%]; China Power Construction New Energy Group Co Ltd [80%] | Hami Rongxin New Energy | 43.0061 | 93.6423 | L100000802220 | G100000802646 | https://www.gem.wiki/Xinjiang_Hami_Rongxin_Grid-Connected_solar_farm | Global Solar Power Tracker - February 2026 |  | 不适用 | 运行参数继承参考Generators_data.csv的风电/光伏设定
3281 | XJ | 5 | 新疆 | Hami | Yizhou District | 哈密荣信新能源哈密二期20.0MW光伏并网发电工程 | Xinjiang Hami Rongxin Grid-Connected solar farm | 2 | 光伏 | PV | 20 | operating | 2014 | Montnets Cloud Technology Group Co Ltd [20%]; China Power Construction New Energy Group Co Ltd [80%] | Hami Rongxin New Energy | 43.0061 | 93.6423 | L100000802220 | G100000802645 | https://www.gem.wiki/Xinjiang_Hami_Rongxin_Grid-Connected_solar_farm | Global Solar Power Tracker - February 2026 |  | 不适用 | 运行参数继承参考Generators_data.csv的风电/光伏设定
3282 | XJ | 5 | 新疆 | Hami | Barköl | 国家电投三塘湖区域80兆瓦风光同场保障性并网项目 | Xinjiang Hami Santanghu (State Power Investment) Wind/Solar/Storage complex | -- | 光伏 | PV | 30 | operating | 2023 |  | State Power Investment Xinjiang Energy and Chemical Silk Road Kunyuan | 44.2510 | 93.3570 | L100000828964 | G100000832719 | https://www.gem.wiki/Xinjiang_Hami_Santanghu_(State_Power_Investment)_Wind/Solar/Storage_complex | Global Solar Power Tracker - February 2026 |  | 不适用 | 运行参数继承参考Generators_data.csv的风电/光伏设定
3283 | XJ | 5 | 新疆 | Hami | Yizhou District | 哈密东南部山口区域哈密国投光伏发电项目 | Xinjiang Hami Shankou Guotou solar farm | -- | 光伏 | PV | 50 | operating | 2015 | Xinjiang Lixin Energy Co Ltd [15%]; Xinjiang Fresh Air Hanhong Energy Co Ltd [85%] | Hami SDIC Xinguang Power Generation | 42.1590 | 94.2280 | L100000803086 | G100000803576 | https://www.gem.wiki/Xinjiang_Hami_Shankou_Guotou_solar_farm | Global Solar Power Tracker - February 2026 |  | 不适用 | 运行参数继承参考Generators_data.csv的风电/光伏设定
3284 | XJ | 5 | 新疆 | Hami | Yizhou District | 哈密东南部山口区域荣信光伏发电项目 | Xinjiang Hami Shankou Rongxin solar farm | -- | 光伏 | PV | 50 | operating | 2016 | Montnets Cloud Technology Group Co Ltd [20%]; China Power Construction New Energy Group Co Ltd [80%] | Hami Rongxin New Energy | 42.1590 | 94.2280 | L100000803050 | G100000803539 | https://www.gem.wiki/Xinjiang_Hami_Shankou_Rongxin_solar_farm | Global Solar Power Tracker - February 2026 |  | 不适用 | 运行参数继承参考Generators_data.csv的风电/光伏设定
3285 | XJ | 5 | 新疆 | Hami | Yizhou District |  | Xinjiang Hami Shichengzi 1000 MW solar power plant | PV1 | 光伏 | PV | 319 | operating | 2024 |  |  | 43.0296 | 93.5601 | L100000811382 | G100001048427 | https://www.gem.wiki/Xinjiang_Hami_Shichengzi_1000_MW_solar_power_plant | Global Solar Power Tracker - February 2026 |  | 不适用 | 运行参数继承参考Generators_data.csv的风电/光伏设定
3286 | XJ | 5 | 新疆 | Hami | Yizhou District | 石城子100万千瓦“光热+光伏”一体化清洁能源示范项目 | Xinjiang Hami Shichengzi 1000 MW solar power plant | PV2 | 光伏 | PV | 581 | operating | 2025 | Datang Xinjiang Power Generation Co Ltd [100%] | Datang Hami Windpower Development | 43.0296 | 93.5601 | L100000811382 | G100000813867 | https://www.gem.wiki/Xinjiang_Hami_Shichengzi_1000_MW_solar_power_plant | Global Solar Power Tracker - February 2026 |  | 不适用 | 运行参数继承参考Generators_data.csv的风电/光伏设定
3287 | XJ | 5 | 新疆 | Hami | Yizhou District | 哈密阿特斯新能源开发有限公司光伏发电项目 | Xinjiang Hami Shichengzi Atesi solar farm | -- | 光伏 | PV | 20 | operating | 2016 | Xinjiang Silk Road Tianyuan New Energy Co Ltd [100%] | Hami Atesi New Energy Development | 43.0335 | 93.5884 | L100000803056 | G100000803545 | https://www.gem.wiki/Xinjiang_Hami_Shichengzi_Atesi_solar_farm | Global Solar Power Tracker - February 2026 |  | 不适用 | 运行参数继承参考Generators_data.csv的风电/光伏设定
3288 | XJ | 5 | 新疆 | Hami | Yizhou District | 中节能太阳能科技哈密有限公司 20 兆瓦光伏发电项目 | Xinjiang Hami Shichengzi CECEP solar farm | -- | 光伏 | PV | 20 | operating | 2016 | CECEP Solar Energy Technology Co Ltd [100%] | CECEP Solar Energy Technology Hami | 43.0231 | 93.6721 | L100000803097 | G100000803587 | https://www.gem.wiki/Xinjiang_Hami_Shichengzi_CECEP_solar_farm | Global Solar Power Tracker - February 2026 |  | 不适用 | 运行参数继承参考Generators_data.csv的风电/光伏设定
3289 | XJ | 5 | 新疆 | Hami | Yizhou District | 中广核哈密石城子光伏园区并网光伏一期20MWp 发电工程 | Xinjiang Hami Shichengzi CGN solar farm | 1 | 光伏 | PV | 20 | operating | 2011 | CGN Solar Energy Development Co Ltd [100%] | CGN Solar Hami | 43.0348 | 93.6374 | L100000802210 | G100000802631 | https://www.gem.wiki/Xinjiang_Hami_Shichengzi_CGN_solar_farm | Global Solar Power Tracker - February 2026 |  | 不适用 | 运行参数继承参考Generators_data.csv的风电/光伏设定
3290 | XJ | 5 | 新疆 | Hami | Yizhou District | 中广核哈密石城子光伏园区密并网光伏二期30MWp 发电工程 | Xinjiang Hami Shichengzi CGN solar farm | 2 | 光伏 | PV | 30 | operating | 2012 | CGN Solar Energy Development Co Ltd [100%] | CGN Solar Hami | 43.0348 | 93.6374 | L100000802210 | G100000802630 | https://www.gem.wiki/Xinjiang_Hami_Shichengzi_CGN_solar_farm | Global Solar Power Tracker - February 2026 |  | 不适用 | 运行参数继承参考Generators_data.csv的风电/光伏设定
3291 | XJ | 5 | 新疆 | Hami | Yizhou District | 中广核太阳能哈密石城子光伏园区三期30.0MW光伏并网发电工程 | Xinjiang Hami Shichengzi CGN solar farm | 3 | 光伏 | PV | 30 | operating | 2013 | CGN Solar Energy Development Co Ltd [100%] | CGN Solar Hami | 43.0348 | 93.6374 | L100000802210 | G100000802629 | https://www.gem.wiki/Xinjiang_Hami_Shichengzi_CGN_solar_farm | Global Solar Power Tracker - February 2026 |  | 不适用 | 运行参数继承参考Generators_data.csv的风电/光伏设定
3292 | XJ | 5 | 新疆 | Hami | Yizhou District | 中广核太阳能哈密石城子光伏园区四期20.0MW发电工程 | Xinjiang Hami Shichengzi CGN solar farm | 4 | 光伏 | PV | 20 | operating | 2013 | CGN Solar Energy Development Co Ltd [100%] | CGN Solar Hami | 43.0348 | 93.6374 | L100000802210 | G100000802628 | https://www.gem.wiki/Xinjiang_Hami_Shichengzi_CGN_solar_farm | Global Solar Power Tracker - February 2026 |  | 不适用 | 运行参数继承参考Generators_data.csv的风电/光伏设定
3293 | XJ | 5 | 新疆 | Hami | Yizhou District | 哈密地区国投公司光伏发电项目 | Xinjiang Hami Shichengzi Guotou solar farm | -- | 光伏 | PV | 20 | operating | 2016 | Hami State Investment New Energy Co Ltd [100%] | Hami Guotou Shichengzi Photovoltaic Power Generation | 42.8234 | 93.5052 | L100000803084 | G100000803574 | https://www.gem.wiki/Xinjiang_Hami_Shichengzi_Guotou_solar_farm | Global Solar Power Tracker - February 2026 |  | 不适用 | 运行参数继承参考Generators_data.csv的风电/光伏设定
3294 | XJ | 5 | 新疆 | Hami | Yizhou District | 国家电投哈密十三间房100万千瓦风光储一体化项目 | Xinjiang Hami Shisanjianfang (State Power Investment) Renewables Complex solar farm | -- | 光伏 | PV | 100 | operating | 2025 | China Power Investment Group Xinjiang Energy Chemical CO LTD Tacheng Branch | Xinjiang Silk Road Jiangyuan New Energy | 43.0006 | 93.6040 | L100001025589 | G100001030283 | https://www.gem.wiki/Xinjiang_Hami_Shisanjianfang_(State_Power_Investment)_Renewables_Complex_solar_farm | Global Solar Power Tracker - February 2026 |  | 不适用 | 运行参数继承参考Generators_data.csv的风电/光伏设定
3295 | XJ | 5 | 新疆 | Hami | Yizhou District | 中水顾问哈密并网光伏 20MWp 发电工程 | Xinjiang Hami Sinohydro solar farm | -- | 光伏 | PV | 20 | operating | 2013 | China Hydropower Construction Group New Energy Development Co Ltd [100%] | China Hydropower Consulting Group Hami New Energy Development | 43.0366 | 93.6533 | L100000802383 | G100000802847 | https://www.gem.wiki/Xinjiang_Hami_Sinohydro_solar_farm | Global Solar Power Tracker - February 2026 |  | 不适用 | 运行参数继承参考Generators_data.csv的风电/光伏设定
3296 | XJ | 5 | 新疆 | Hami | Yizhou District | 大唐哈密东南部山口区域50兆瓦光伏发电项目 | Xinjiang Hami Southeast Datang solar farm | -- | 光伏 | PV | 50 | operating | 2016 | Datang Xinjiang Power Generation Co Ltd [100%] | Datang Hami Wind Power Development | 42.1590 | 94.2280 | L100000803055 | G100000803544 | https://www.gem.wiki/Xinjiang_Hami_Southeast_Datang_solar_farm | Global Solar Power Tracker - February 2026 |  | 不适用 | 运行参数继承参考Generators_data.csv的风电/光伏设定
3297 | XJ | 5 | 新疆 | Hami | Yizhou District | 哈密东南部山口中广核5万千瓦光伏发电项目 | Xinjiang Hami Southeast Shankou CGN solar farm | -- | 光伏 | PV | 50 | operating | 2016 | CGN Solar Energy Development Co Ltd [100%] | CGN Solar Hami | 42.3905 | 93.5794 | L100000803076 | G100000803565 | https://www.gem.wiki/Xinjiang_Hami_Southeast_Shankou_CGN_solar_farm | Global Solar Power Tracker - February 2026 |  | 不适用 | 运行参数继承参考Generators_data.csv的风电/光伏设定
3298 | XJ | 5 | 新疆 | Hami | Yizhou District | 哈密东南部山口区域特变电工150MWp光伏发电项目 | Xinjiang Hami Southeast Shankou Huafeng solar farm | -- | 光伏 | PV | 150 | operating | 2016 | TBEA Xinjiang New Energy Co Ltd [100%] | Hami Huafeng New Energy Power Generation | 42.3905 | 93.5794 | L100000803075 | G100000803564 | https://www.gem.wiki/Xinjiang_Hami_Southeast_Shankou_Huafeng_solar_farm | Global Solar Power Tracker - February 2026 |  | 不适用 | 运行参数继承参考Generators_data.csv的风电/光伏设定
3299 | XJ | 5 | 新疆 | Hami | Yizhou District | 哈密东南部山口华能5万千瓦光伏发电项目 | Xinjiang Hami Southeast Shankou Huaneng solar farm | -- | 光伏 | PV | 50 | operating | 2016 | Huaneng Xinjiang Santanghu Wind Power Generation Co Ltd [100%] | Huaneng Xinjiang Santanghu Wind Power Generation CO LTD Hami Branch | 42.3905 | 93.5794 | L100000803077 | G100000803566 | https://www.gem.wiki/Xinjiang_Hami_Southeast_Shankou_Huaneng_solar_farm | Global Solar Power Tracker - February 2026 |  | 不适用 | 运行参数继承参考Generators_data.csv的风电/光伏设定
3300 | XJ | 5 | 新疆 | Hami | Yizhou District | 特变电工哈密并网光伏一期20MWp 发电工程 | Xinjiang Hami TBEA Grid-Connected solar farm | 1 | 光伏 | PV | 20 | operating | 2013 | China Power Investment Corporation Xinjiang Energy and Chemical Group Hami Co Ltd [100%] | TBEA Hami New Energy | 43.0293 | 93.6497 | L100000802222 | G100000802647 | https://www.gem.wiki/Xinjiang_Hami_TBEA_Grid-Connected_solar_farm | Global Solar Power Tracker - February 2026 |  | 不适用 | 运行参数继承参考Generators_data.csv的风电/光伏设定
3301 | XJ | 5 | 新疆 | Hami | Yizhou District | 哈密东南部山口区域天利恩泽光伏发电项目 | Xinjiang Hami Tianli Enze solar farm | -- | 光伏 | PV | 50 | operating | 2016 | Hunan Tianli Enze Solar Technology Co Ltd [40%]; CPI Xinjiang Energy and Chemical Group Hami Co Ltd [60%] | Hami Tianli Enze Solar Energy Technology | 42.1620 | 94.2260 | L100000803062 | G100000803551 | https://www.gem.wiki/Xinjiang_Hami_Tianli_Enze_solar_farm | Global Solar Power Tracker - February 2026 |  | 不适用 | 运行参数继承参考Generators_data.csv的风电/光伏设定
3302 | XJ | 5 | 新疆 | Hami | Yizhou District | 哈密天润太阳能20.0MW并网光伏发电工程 | Xinjiang Hami Tianrun solar farm | -- | 光伏 | PV | 20 | operating | 2013 | Tianrun Muyang New Energy Co Ltd [100%] | Hami Tianrun Solar Energy | 43.0390 | 93.6330 | L100000803326 | G100000803832 | https://www.gem.wiki/Xinjiang_Hami_Tianrun_solar_farm | Global Solar Power Tracker - February 2026 |  | 不适用 | 运行参数继承参考Generators_data.csv的风电/光伏设定
3303 | XJ | 5 | 新疆 | Hami | Yizhou District | 哈密新特十三师柳树泉农场20MW光伏发电项目 | Xinjiang Hami Xinte Liuquanshu Farm solar farm | -- | 光伏 | PV | 20 | operating | 2016 | Shenergy New Energy (Qinghai) Co Ltd [100%] | Hami Xinte Solar Energy | 43.1410 | 92.9410 | L100000803085 | G100000803575 | https://www.gem.wiki/Xinjiang_Hami_Xinte_Liuquanshu_Farm_solar_farm | Global Solar Power Tracker - February 2026 |  | 不适用 | 运行参数继承参考Generators_data.csv的风电/光伏设定
3304 | XJ | 5 | 新疆 | Hami | Yizhou District | 哈密烟墩50兆瓦光伏发电项目 | Xinjiang Hami Yandun (Huadian) solar farm | -- | 光伏 | PV | 50 | operating | 2022 | Huadian Xinjiang Power Generation Co Ltd [100%] | New Energy Branch of Huadian Xinjiang Power Generation | 42.8983 | 93.4954 | L100000827416 | G100000830899 | https://www.gem.wiki/Xinjiang_Hami_Yandun_(Huadian)_solar_farm | Global Solar Power Tracker - February 2026 |  | 不适用 | 运行参数继承参考Generators_data.csv的风电/光伏设定
3305 | XJ | 5 | 新疆 | Hami | Yizhou District | 华电新疆哈密烟墩 50MWp 光伏发 电项目 | Xinjiang Hami Yandun Huadian solar farm | -- | 光伏 | PV | 50 | operating | 2016 | Huadian Fuxin Energy Development Co Ltd. [100%] | Huadian Fuxin Xinjiang Energy | 42.3650 | 94.1510 | L100000802224 | G100000802649 | https://www.gem.wiki/Xinjiang_Hami_Yandun_Huadian_solar_farm | Global Solar Power Tracker - February 2026 |  | 不适用 | 运行参数继承参考Generators_data.csv的风电/光伏设定
3306 | XJ | 5 | 新疆 | Hami | Yizhou District | 烟墩新疆能源（集团）10万千瓦光伏项目 | Xinjiang Hami Yandun Xinjiang Energy solar farm | -- | 光伏 | PV | 100 | operating | 2015 | Xinjiang Energy (Group) Investment Co Ltd [100%] | Xinjiang Energy (Group) Hami Clean Energy | 42.3590 | 93.4493 | L100000802225 | G100000802650 | https://www.gem.wiki/Xinjiang_Hami_Yandun_Xinjiang_Energy_solar_farm | Global Solar Power Tracker - February 2026 |  | 不适用 | 运行参数继承参考Generators_data.csv的风电/光伏设定
3307 | XJ | 5 | 新疆 | Hami | Yiwu | 国投伊吾县 2.5 万千瓦/10 万千瓦时储能配套 10 万千瓦光伏 | Xinjiang Hami Yiwu (State Development Investment) solar power plant | -- | 光伏 | PV | 100 | operating | 2023 | State Development Investment Xinjiang New Energy Co Ltd [100%] |  | 43.7090 | 94.7450 | L100000828965 | G100000832720 | https://www.gem.wiki/Xinjiang_Hami_Yiwu_(State_Development_Investment)_solar_power_plant | Global Solar Power Tracker - February 2026 |  | 不适用 | 运行参数继承参考Generators_data.csv的风电/光伏设定
3308 | XJ | 5 | 新疆 | Hami |  | 哈密益鑫新能源20.0MW光伏并网发电工程 | Xinjiang Hami Yixin solar farm | -- | 光伏 | PV | 20 | operating | 2013 | China Nuclear Exchange Energy Co Ltd [100%] | Hami Yixin New Energy Technology | 44.7063 | 94.0963 | L100000803365 | G100000803871 | https://www.gem.wiki/Xinjiang_Hami_Yixin_solar_farm | Global Solar Power Tracker - February 2026 |  | 不适用 | 运行参数继承参考Generators_data.csv的风电/光伏设定
3309 | XJ | 5 | 新疆 | Hami | Yizhou District | 中电投哈密并网光伏一期20MWp 发电工程 | Xinjiang Hami Zhongdiantou Grid-Connected solar farm | 1 | 光伏 | PV | 20 | operating | 2012 | State Power Investment Corporation Xinjiang Energy Chemical Co Ltd [60%]; Bank of Communications Financial Assets Investment Co Ltd [19%]; ICBC Financial Assets Investment Co Ltd [21%] | China Power Investment Corporation Xinjiang Energy and Chemical Group Hami | 43.0237 | 93.6357 | L100000802211 | G100000802634 | https://www.gem.wiki/Xinjiang_Hami_Zhongdiantou_Grid-Connected_solar_farm | Global Solar Power Tracker - February 2026 |  | 不适用 | 运行参数继承参考Generators_data.csv的风电/光伏设定
3310 | XJ | 5 | 新疆 | Hami | Yizhou District | 中电投哈密并网光伏二期20MWp 发电工程 | Xinjiang Hami Zhongdiantou Grid-Connected solar farm | 2 | 光伏 | PV | 20 | operating | 2013 | State Power Investment Corporation Xinjiang Energy Chemical Co Ltd [60%]; Bank of Communications Financial Assets Investment Co Ltd [19%]; ICBC Financial Assets Investment Co Ltd [21%] | China Power Investment Corporation Xinjiang Energy and Chemical Group Hami | 43.0237 | 93.6357 | L100000802211 | G100000802633 | https://www.gem.wiki/Xinjiang_Hami_Zhongdiantou_Grid-Connected_solar_farm | Global Solar Power Tracker - February 2026 |  | 不适用 | 运行参数继承参考Generators_data.csv的风电/光伏设定
3311 | XJ | 5 | 新疆 | Hami | Yizhou District | 中电投哈密并网光伏三期20MWp 发电工程 | Xinjiang Hami Zhongdiantou Grid-Connected solar farm | 3 | 光伏 | PV | 20 | operating | 2013 | State Power Investment Corporation Xinjiang Energy Chemical Co Ltd [60%]; Bank of Communications Financial Assets Investment Co Ltd [19%]; ICBC Financial Assets Investment Co Ltd [21%] | China Power Investment Corporation Xinjiang Energy and Chemical Group Hami | 43.0237 | 93.6357 | L100000802211 | G100000802632 | https://www.gem.wiki/Xinjiang_Hami_Zhongdiantou_Grid-Connected_solar_farm | Global Solar Power Tracker - February 2026 |  | 不适用 | 运行参数继承参考Generators_data.csv的风电/光伏设定
3312 | XJ | 5 | 新疆 | Hami | Yizhou District | 中电投哈密碱业2万千瓦光伏并网发电项目 | Xinjiang Hami Zhongdiantou Jianye solar farm | -- | 光伏 | PV | 20 | operating | 2016 | State Power Investment Group Xinjiang Energy Chemical Co Ltd [100%] | CPI Xinjiang Energy and Chemical Group Hami Alkali Power Generation | 43.0231 | 93.6721 | L100000803072 | G100000803561 | https://www.gem.wiki/Xinjiang_Hami_Zhongdiantou_Jianye_solar_farm | Global Solar Power Tracker - February 2026 |  | 不适用 | 运行参数继承参考Generators_data.csv的风电/光伏设定
3313 | XJ | 5 | 新疆 | Tacheng Prefecture | Hoboksar | 海天达和布克赛尔30MWp光伏电站项目 | Xinjiang Hebuxer Haitianda solar farm | -- | 光伏 | PV | 30 | operating | 2016 | China Nuclear Exchange Energy Co Ltd [100%] | Hebuxer Mongolia Autonomous County Haitianda Photovoltaic Power Generation | 46.5187 | 86.0171 | L100000803060 | G100000803549 | https://www.gem.wiki/Xinjiang_Hebuxer_Haitianda_solar_farm | Global Solar Power Tracker - February 2026 |  | 不适用 | 运行参数继承参考Generators_data.csv的风电/光伏设定
3314 | XJ | 5 | 新疆 | Tacheng Prefecture | Hoboksar | 和布克赛尔县美恒光伏发电有限公司和丰50MWp光伏发电项目 | Xinjiang Hebuxer Meiheng Hefeng solar farm | -- | 光伏 | PV | 50 | operating | 2016 | CPI Xinjiang Energy and Chemical Group Dabancheng Wind Power Co Ltd [100%] | Hebuxer Mongolia Autonomous County Meiheng Photovoltaic Power Generation | 46.3439 | 86.2420 | L100000803057 | G100000803546 | https://www.gem.wiki/Xinjiang_Hebuxer_Meiheng_Hefeng_solar_farm | Global Solar Power Tracker - February 2026 |  | 不适用 | 运行参数继承参考Generators_data.csv的风电/光伏设定
3315 | XJ | 5 | 新疆 | Bayingolin AP | Hoxud | 国华和硕二期50兆瓦光伏发电项目 | Xinjiang Heshuo (Guohua) 50 MW solar power plant | -- | 光伏 | PV | 66 | operating | 2023 | State Energy Investment Group New Energy Co Ltd [100%] | Guohua (Hami) New Energy | 42.2666 | 86.8618 | L100000811386 | G100000813873 | https://www.gem.wiki/Xinjiang_Heshuo_(Guohua)_50_MW_solar_power_plant | Global Solar Power Tracker - February 2026 |  | 不适用 | 运行参数继承参考Generators_data.csv的风电/光伏设定
3316 | XJ | 5 | 新疆 | Bayingolin AP | Hoxud | 国综能源和硕县50兆瓦光伏发电项目 | Xinjiang Heshuo (State Power Grid) solar farm | -- | 光伏 | PV | 50 | operating | 2023 | State Power Grid Company Xinjiang Comprehensive Energy Service Co Ltd [100%] |  | 42.0850 | 87.4420 | L100000828966 | G100000832721 | https://www.gem.wiki/Xinjiang_Heshuo_(State_Power_Grid)_solar_farm | Global Solar Power Tracker - February 2026 |  | 不适用 | 运行参数继承参考Generators_data.csv的风电/光伏设定
3317 | XJ | 5 | 新疆 | Bayingolin AP | Hoxud | 国家电投和硕5万千瓦光伏发电项目 | Xinjiang Heshuo (State Power Investment) solar farm | -- | 光伏 | PV | 50 | operating | 2023 |  | Heshuo County State Power Investment Xinjiang Silk Road Zhenyuan Comprehensive Energy | 42.1661 | 87.4540 | L100000828967 | G100000832722 | https://www.gem.wiki/Xinjiang_Heshuo_(State_Power_Investment)_solar_farm | Global Solar Power Tracker - February 2026 |  | 不适用 | 运行参数继承参考Generators_data.csv的风电/光伏设定
3318 | XJ | 5 | 新疆 | Bayingolin AP | Hoxud | 和硕恒鑫新能源科技有限公司光伏发电项目 | Xinjiang Heshuo Hengxin solar farm | -- | 光伏 | PV | 32 | operating | 2013 | Hangzhou Taijing Photovoltaic Power Generation Co Ltd [100%] | Heshuo Hengxin New Energy Technology | 42.2204 | 87.3039 | L100000803124 | G100000803615 | https://www.gem.wiki/Xinjiang_Heshuo_Hengxin_solar_farm | Global Solar Power Tracker - February 2026 |  | 不适用 | 运行参数继承参考Generators_data.csv的风电/光伏设定
3319 | XJ | 5 | 新疆 | Hotan Prefecture | Hotan | 中电投新疆和田特许权并网光伏20MWp发电工程 | Xinjiang Hetian (CPI) Special Permit solar farm | -- | 光伏 | PV | 20 | operating | 2011 | Xinjiang Silk Road Kunyuan Energy Co Ltd [100%] | CPI Xinjiang Energy and Chemical Group Hetian | 37.0290 | 79.7810 | L100000802350 | G100000802812 | https://www.gem.wiki/Xinjiang_Hetian_(CPI)_Special_Permit_solar_farm | Global Solar Power Tracker - February 2026 |  | 不适用 | 运行参数继承参考Generators_data.csv的风电/光伏设定
3320 | XJ | 5 | 新疆 | Hotan Prefecture | Hotan | 新华和田波波娜 20 兆瓦光伏并网发电项目 | Xinjiang Hetian Bobona Xinhua Grid-Connected solar farm | -- | 光伏 | PV | 20 | operating | 2013 | Hunan Xinhua Water Conservancy and Power Co Ltd [100%] | Xinjiang Xinhua Photovoltaic Power Generation Development | 36.9138 | 79.5405 | L100000802231 | G100000802663 | https://www.gem.wiki/Xinjiang_Hetian_Bobona_Xinhua_Grid-Connected_solar_farm | Global Solar Power Tracker - February 2026 |  | 不适用 | 运行参数继承参考Generators_data.csv的风电/光伏设定
3321 | XJ | 5 | 新疆 | Hotan Prefecture | Qira | 新疆华电和田光伏发电策勒一期20.0MW光伏并网发电工程 | Xinjiang Hetian Huadian Cele Grid-Connected solar farm | 1 | 光伏 | PV | 20 | operating | 2013 | Huadian New Energy Group Co Ltd [100%] | Xinjiang Huadian Hetian Photovoltaic Power Generation | 43.7875 | 87.6004 | L100000802226 | G100000802652 | https://www.gem.wiki/Xinjiang_Hetian_Huadian_Cele_Grid-Connected_solar_farm | Global Solar Power Tracker - February 2026 |  | 不适用 | 运行参数继承参考Generators_data.csv的风电/光伏设定
3322 | XJ | 5 | 新疆 | Hotan Prefecture | Qira | 新疆华电和田公司策勒二期20.0MW发电工程 | Xinjiang Hetian Huadian Cele Grid-Connected solar farm | 2 | 光伏 | PV | 20 | operating | 2014 | Huadian New Energy Group Co Ltd [100%] | Xinjiang Huadian Hetian Photovoltaic Power Generation | 43.7875 | 87.6004 | L100000802226 | G100000802651 | https://www.gem.wiki/Xinjiang_Hetian_Huadian_Cele_Grid-Connected_solar_farm | Global Solar Power Tracker - February 2026 |  | 不适用 | 运行参数继承参考Generators_data.csv的风电/光伏设定
3323 | XJ | 5 | 新疆 | Hotan Prefecture | Pishan | 三峡新能源和田皮山 一期20.0MW发电工程 | Xinjiang Hetian Pishan (Three Gorges) solar farm | 1 | 光伏 | PV | 20 | operating | 2013 | China Three Gorges New Energy (Group) Co Ltd [100%] | Three Gorges New Energy Pishan Power Generation | 37.5387 | 78.2512 | L100000802230 | G100000802662 | https://www.gem.wiki/Xinjiang_Hetian_Pishan_(Three_Gorges)_solar_farm | Global Solar Power Tracker - February 2026 |  | 不适用 | 运行参数继承参考Generators_data.csv的风电/光伏设定
3324 | XJ | 5 | 新疆 | Hotan Prefecture | Pishan | 三峡新能源和田皮山二期20.0MW发电工程 | Xinjiang Hetian Pishan (Three Gorges) solar farm | 2 | 光伏 | PV | 20 | operating | 2013 | China Three Gorges New Energy (Group) Co Ltd [100%] | Three Gorges New Energy Pishan Power Generation | 37.5387 | 78.2512 | L100000802230 | G100000802661 | https://www.gem.wiki/Xinjiang_Hetian_Pishan_(Three_Gorges)_solar_farm | Global Solar Power Tracker - February 2026 |  | 不适用 | 运行参数继承参考Generators_data.csv的风电/光伏设定
3325 | XJ | 5 | 新疆 | Hotan Prefecture | Karakax (Moyu) | 和田协鑫十四师224团一期20MW并网光伏电站项目 | Xinjiang Hetian Xiexin 14 Division 224 Regiment solar farm | 1 | 光伏 | PV | 20 | operating | 2017 | Huaneng Gongrong No. 1 (Tianjin) Equity Investment Fund Partnership (Limited Partnership) [60%]; Huaneng Gongrong No. 2 (Tianjin) Equity Investment Fund Partnership (Limited Partnership) [40%] | Hetian GCL Photovoltaic Power | 34.9772 | 79.7947 | L100000803039 | G100000803528 | https://www.gem.wiki/Xinjiang_Hetian_Xiexin_14_Division_224_Regiment_solar_farm | Global Solar Power Tracker - February 2026 |  | 不适用 | 运行参数继承参考Generators_data.csv的风电/光伏设定
3326 | XJ | 5 | 新疆 | Hotan Prefecture | Pishan | 和田新润十四师皮山农场（一期）20兆瓦并网光伏电站项目 | Xinjiang Hetian Xinrun 42 Division Pishan Farm solar farm | 1 | 光伏 | PV | 20 | operating | 2016 | Hareon Solar Technology Co Ltd [100%] | Hotan Xinrun Photovoltaic Power Generation | 37.6750 | 78.4850 | L100000803030 | G100000803519 | https://www.gem.wiki/Xinjiang_Hetian_Xinrun_42_Division_Pishan_Farm_solar_farm | Global Solar Power Tracker - February 2026 |  | 不适用 | 运行参数继承参考Generators_data.csv的风电/光伏设定
3327 | XJ | 5 | 新疆 | Hotan Prefecture | Hotan | 中电投和田并网光伏一期20MWp 发电工程 | Xinjiang Hetian Zhongdiantou Grid-Connected solar farm | 1 | 光伏 | PV | 20 | operating | 2012 | Xinjiang Silk Road Kunyuan Energy Co Ltd [100%] | China Power Investment Xinjiang Energy Chemical Industry Group Hotan | 37.0231 | 79.7824 | L100000802227 | G100000802656 | https://www.gem.wiki/Xinjiang_Hetian_Zhongdiantou_Grid-Connected_solar_farm | Global Solar Power Tracker - February 2026 |  | 不适用 | 运行参数继承参考Generators_data.csv的风电/光伏设定
3328 | XJ | 5 | 新疆 | Hotan Prefecture | Hotan | 中电投和田并网光伏二期20MWp 发电工程 | Xinjiang Hetian Zhongdiantou Grid-Connected solar farm | 2 | 光伏 | PV | 20 | operating | 2013 | Xinjiang Silk Road Kunyuan Energy Co Ltd [100%] | China Power Investment Xinjiang Energy Chemical Industry Group Hotan | 37.0231 | 79.7824 | L100000802227 | G100000802655 | https://www.gem.wiki/Xinjiang_Hetian_Zhongdiantou_Grid-Connected_solar_farm | Global Solar Power Tracker - February 2026 |  | 不适用 | 运行参数继承参考Generators_data.csv的风电/光伏设定
3329 | XJ | 5 | 新疆 | Hotan Prefecture | Hotan | 中电投新疆能源和田三期20MW光伏并网发电工程 | Xinjiang Hetian Zhongdiantou Grid-Connected solar farm | 3 | 光伏 | PV | 20 | operating | 2014 | Xinjiang Silk Road Kunyuan Energy Co Ltd [100%] | China Power Investment Xinjiang Energy Chemical Industry Group Hotan | 37.0231 | 79.7824 | L100000802227 | G100000802654 | https://www.gem.wiki/Xinjiang_Hetian_Zhongdiantou_Grid-Connected_solar_farm | Global Solar Power Tracker - February 2026 |  | 不适用 | 运行参数继承参考Generators_data.csv的风电/光伏设定
3330 | XJ | 5 | 新疆 | Hotan Prefecture | Hotan | 中电投新疆能源和田四期20MW光伏并网发电工程 | Xinjiang Hetian Zhongdiantou Grid-Connected solar farm | 4 | 光伏 | PV | 20 | operating | 2014 | Xinjiang Silk Road Kunyuan Energy Co Ltd [100%] | China Power Investment Xinjiang Energy Chemical Industry Group Hotan | 37.0231 | 79.7824 | L100000802227 | G100000802653 | https://www.gem.wiki/Xinjiang_Hetian_Zhongdiantou_Grid-Connected_solar_farm | Global Solar Power Tracker - February 2026 |  | 不适用 | 运行参数继承参考Generators_data.csv的风电/光伏设定
3331 | XJ | 5 | 新疆 | Hotan Prefecture | Pishan | 和田赛维十四师皮山农场一期30MWp并网光伏电站项目 | Xinjiang Hewei Saiwei 14 Division Pishan Farm solar farm | 1 | 光伏 | PV | 30 | operating | 2016 | Shaanxi Jidian Energy Co Ltd [100%] | Hetian Saiwei Photovoltaic Technology | 37.7023 | 78.4491 | L100000803042 | G100000803531 | https://www.gem.wiki/Xinjiang_Hewei_Saiwei_14_Division_Pishan_Farm_solar_farm | Global Solar Power Tracker - February 2026 |  | 不适用 | 运行参数继承参考Generators_data.csv的风电/光伏设定
3332 | XJ | 5 | 新疆 | Tacheng Prefecture | Hoboksar AC | 申能新疆塔城和布克赛尔县200万千瓦光伏项目 | Xinjiang Hoboksar (Shenergy) solar farm | -- | 光伏 | PV | 2000 | operating | 2025 | Shenergy Hoboksar New Energy Power Generation Co Ltd |  | 46.8530 | 85.8660 | L100001020216 | G100001023000 | https://www.gem.wiki/Xinjiang_Hoboksar_(Shenergy)_solar_farm | Global Solar Power Tracker - February 2026 |  | 不适用 | 运行参数继承参考Generators_data.csv的风电/光伏设定
3333 | XJ | 5 | 新疆 | Tacheng Prefecture | Hoboksar | 北屯蓝天十师184团一期20MW光伏发电项目 | Xinjiang Hoboksar Beitun Lantian solar farm | 1 | 光伏 | PV | 20 | operating | 2016 | Beitun Lantian New Energy Technology Co Ltd [100%] | Beitun Lantian New Energy Technology CO LTD Hoboksar County Branch | 46.7954 | 85.7282 | L100000803032 | G100000803521 | https://www.gem.wiki/Xinjiang_Hoboksar_Beitun_Lantian_solar_farm | Global Solar Power Tracker - February 2026 |  | 不适用 | 运行参数继承参考Generators_data.csv的风电/光伏设定
3334 | XJ | 5 | 新疆 | Tacheng Prefecture | Hoboksar | 和布克赛尔蒙古自治县华光新能源有限责任公司和丰100MWp光伏发电项目 | Xinjiang Hoboksar Huaguang solar farm | -- | 光伏 | PV | 100 | operating | 2016 | Urumqi Huarui Guangsheng Power Technology Co Ltd [100%] | Hoboksar Mongolia Autonomous County Huaguang New Energy | 46.5187 | 86.0171 | L100000803068 | G100000803557 | https://www.gem.wiki/Xinjiang_Hoboksar_Huaguang_solar_farm | Global Solar Power Tracker - February 2026 |  | 不适用 | 运行参数继承参考Generators_data.csv的风电/光伏设定
3335 | XJ | 5 | 新疆 | Tacheng Prefecture | Hoboksar | 和布克赛尔蒙古自治县粤水电光伏发电20MWp项目 | Xinjiang Hoboksar Yue Hydropower solar farm | -- | 光伏 | PV | 20 | operating | 2016 | Xinjiang Yue Hydropower Energy Co Ltd [100%] | Hebukesaer Mongolia Autonomous County Guangdong Hydropower Energy | 46.7933 | 85.7299 | L100000803078 | G100000803567 | https://www.gem.wiki/Xinjiang_Hoboksar_Yue_Hydropower_solar_farm | Global Solar Power Tracker - February 2026 |  | 不适用 | 运行参数继承参考Generators_data.csv的风电/光伏设定
3336 | XJ | 5 | 新疆 | Tacheng Prefecture | Hoboksar | 和布克赛尔蒙古自治县中核20MWp光伏发电项目 | Xinjiang Hoboksar Zhonghe solar farm | -- | 光伏 | PV | 20 | operating | 2016 | Nuclear Industry 216 Brigade [100%] | Hoboksar Mongolia Autonomous County China Nuclear New Energy | 46.5199 | 86.0177 | L100000802609 | G100000803079 | https://www.gem.wiki/Xinjiang_Hoboksar_Zhonghe_solar_farm | Global Solar Power Tracker - February 2026 |  | 不适用 | 运行参数继承参考Generators_data.csv的风电/光伏设定
3337 | XJ | 5 | 新疆 | Ili AP | Huocheng | 中节能太阳能科技新疆兵团霍尔果斯一期30.0MW发电工程 | Xinjiang Horgos PLA Corps CECEP solar farm | 1 | 光伏 | PV | 30 | operating | 2014 | CECEP Solar Energy Technology Co Ltd [100%] | CECEP Solar Technology Horgos | 43.9576 | 80.6014 | L100000802290 | G100000802745 | https://www.gem.wiki/Xinjiang_Horgos_PLA_Corps_CECEP_solar_farm | Global Solar Power Tracker - February 2026 |  | 不适用 | 运行参数继承参考Generators_data.csv的风电/光伏设定
3338 | XJ | 5 | 新疆 | Ili AP | Huocheng | 中节能太阳能科技新疆兵团霍尔果斯二期20.0MW发电工程 | Xinjiang Horgos PLA Corps CECEP solar farm | 2 | 光伏 | PV | 20 | operating | 2016 | CECEP Solar Energy Technology Co Ltd [100%] | CECEP Solar Technology Horgos | 44.7063 | 94.0963 | L100000802290 | G100000802746 | https://www.gem.wiki/Xinjiang_Horgos_PLA_Corps_CECEP_solar_farm | Global Solar Power Tracker - February 2026 |  | 不适用 | 运行参数继承参考Generators_data.csv的风电/光伏设定
3339 | XJ | 5 | 新疆 | Hotan Prefecture | Hotan City | 华润新能源和田市50万千瓦光伏治沙项目 | Xinjiang Hotan (China Resources) Desert Control and Industrial Park Decarbonization solar farm | -- | 光伏 | PV | 500 | operating | 2025 | China Resources New Energy Holdings Co Ltd |  | 37.2540 | 80.0370 | L100001018821 | G100001021102 | https://www.gem.wiki/Xinjiang_Hotan_(China_Resources)_Desert_Control_and_Industrial_Park_Decarbonization_solar_farm | Global Solar Power Tracker - February 2026 |  | 不适用 | 运行参数继承参考Generators_data.csv的风电/光伏设定
3340 | XJ | 5 | 新疆 | Hotan Prefecture | Karakax (Moyu) | 新华水力和田墨玉一期50兆瓦光伏并网发电项目 | Xinjiang Hotan Moyu Xinhua Grid-Connected solar farm | 1 | 光伏 | PV | 50 | operating | 2016 | Hunan Xinhua Water Conservancy and Power Co Ltd [100%] | Xinjiang Xinhua Shengshu Photovoltaic Power Generation | 37.1610 | 79.4707 | L100000802229 | G100000802660 | https://www.gem.wiki/Xinjiang_Hotan_Moyu_Xinhua_Grid-Connected_solar_farm | Global Solar Power Tracker - February 2026 |  | 不适用 | 运行参数继承参考Generators_data.csv的风电/光伏设定
3341 | XJ | 5 | 新疆 | Hotan Prefecture | Karakax (Moyu) | 新华水力和田墨玉二期130兆瓦光伏并网发电项目 | Xinjiang Hotan Moyu Xinhua Grid-Connected solar farm | 2 | 光伏 | PV | 130 | operating | 2017 | Hunan Xinhua Water Conservancy and Power Co Ltd [100%] | Xinjiang Xinhua Shengshu Photovoltaic Power Generation | 37.1610 | 79.4707 | L100000802229 | G100000802659 | https://www.gem.wiki/Xinjiang_Hotan_Moyu_Xinhua_Grid-Connected_solar_farm | Global Solar Power Tracker - February 2026 |  | 不适用 | 运行参数继承参考Generators_data.csv的风电/光伏设定
3342 | XJ | 5 | 新疆 | Bayingolin AP | Hoxud | 国华(和硕)新能源巴州和硕30.0MW光伏并网发电工程 | Xinjiang Hoxud Guohua solar farm | -- | 光伏 | PV | 30 | operating | 2013 | National Energy Group New Energy Co Ltd [100%] | Guohua (Heshuo) New Energy | 42.2666 | 86.8618 | L100000803319 | G100000803825 | https://www.gem.wiki/Xinjiang_Hoxud_Guohua_solar_farm | Global Solar Power Tracker - February 2026 |  | 不适用 | 运行参数继承参考Generators_data.csv的风电/光伏设定
3343 | XJ | 5 | 新疆 | Turpan | Shanshan | 华电鄯善9万千瓦光伏项目 | Xinjiang Huadian Shanshan solar farm | -- | 光伏 | PV | 90 | operating | 2020 | Huadian Fuxin Energy Development Co Ltd. [100%] | Xinjiang Huadian Huozhou Energy | 42.8740 | 90.2035 | L100000827417 | G100000830900 | https://www.gem.wiki/Xinjiang_Huadian_Shanshan_solar_farm | Global Solar Power Tracker - February 2026 |  | 不适用 | 运行参数继承参考Generators_data.csv的风电/光伏设定
3344 | XJ | 5 | 新疆 | Ili AP | Huocheng | 光晟霍城50兆瓦光伏发电项目 | Xinjiang Huocheng (Guangcheng) solar farm | -- | 光伏 | PV | 50 | operating | 2021 |  | Huocheng Guangcheng Photovoltaic Power Generation | 44.0290 | 80.9830 | L100000828968 | G100000832723 | https://www.gem.wiki/Xinjiang_Huocheng_(Guangcheng)_solar_farm | Global Solar Power Tracker - February 2026 |  | 不适用 | 运行参数继承参考Generators_data.csv的风电/光伏设定
3345 | XJ | 5 | 新疆 | Ili AP | Huocheng | 华电霍城县70兆瓦光伏发电项目 | Xinjiang Huocheng (Huadian) solar farm | -- | 光伏 | PV | 70 | operating | 2023 |  | Huadian Huocheng New Energy | 44.2310 | 80.9410 | L100000828969 | G100000832724 | https://www.gem.wiki/Xinjiang_Huocheng_(Huadian)_solar_farm | Global Solar Power Tracker - February 2026 |  | 不适用 | 运行参数继承参考Generators_data.csv的风电/光伏设定
3346 | XJ | 5 | 新疆 | Ili AP | Huocheng | 华光霍城县一期2万千瓦太阳能并网光伏发电项目 | Xinjiang Huocheng Huaguang solar farm | 1 | 光伏 | PV | 20 | operating | 2016 | Shaanxi Jidian Energy Co Ltd [100%] | Huocheng Huaguang Power Generation | 44.0552 | 80.8795 | L100000803091 | G100000803581 | https://www.gem.wiki/Xinjiang_Huocheng_Huaguang_solar_farm | Global Solar Power Tracker - February 2026 |  | 不适用 | 运行参数继承参考Generators_data.csv的风电/光伏设定
3347 | XJ | 5 | 新疆 | Ili AP | Huocheng | 图颢新能源霍城县5万千瓦太阳能并网光伏发电项目 | Xinjiang Huocheng Tuhao solar farm | -- | 光伏 | PV | 50 | operating | 2016 | Zhenfa Energy Group Co Ltd [100%] | Huocheng Tuhao New Energy Technology Development | 44.0552 | 80.8795 | L100000803063 | G100000803552 | https://www.gem.wiki/Xinjiang_Huocheng_Tuhao_solar_farm | Global Solar Power Tracker - February 2026 |  | 不适用 | 运行参数继承参考Generators_data.csv的风电/光伏设定
3348 | XJ | 5 | 新疆 | Changji AP | Hutubi | 华电新疆蜂巢能源储能配光伏项目 | Xinjiang Hutubi Huadian Fengchao solar power plant | -- | 光伏 | PV | 400 | operating | 2024 | Huadian Xinjiang Power Generation Co Ltd; Fengchao Energy Technology Co Ltd |  | 44.3647 | 86.7791 | L100000811387 | G100000813874 | https://www.gem.wiki/Xinjiang_Hutubi_Huadian_Fengchao_solar_power_plant | Global Solar Power Tracker - February 2026 |  | 不适用 | 运行参数继承参考Generators_data.csv的风电/光伏设定
3349 | XJ | 5 | 新疆 | Changji AP | Hutubi | 2mw屋顶分布式光伏发电并网项目 | Xinjiang Hutubi solar project | -- | 光伏 | PV | 2 | operating | 2017 |  |  | 44.1981 | 86.9017 | L100001012359 | G100001013739 | https://www.gem.wiki/Xinjiang_Hutubi_solar_project | Global Solar Power Tracker - February 2026 |  | 不适用 | 运行参数继承参考Generators_data.csv的风电/光伏设定
3350 | XJ | 5 | 新疆 | Changji AP | Hutubi | 中电呼图壁县30万千瓦源网荷储一体化光伏复合项目 | Xinjiang Hutubi Source-Grid-Load-Storage solar power plant | -- | 光伏 | PV | 300 | operating | 2025 | China Power Hutubi New Energy | Xinjiang Zhongxin Electrical Energy Investment | 44.3329 | 86.7024 | L100000811389 | G100000813876 | https://www.gem.wiki/Xinjiang_Hutubi_Source-Grid-Load-Storage_solar_power_plant | Global Solar Power Tracker - February 2026 |  | 不适用 | 运行参数继承参考Generators_data.csv的风电/光伏设定
3351 | XJ | 5 | 新疆 |  | Huyanghe City | 第七师胡杨河市124团100MW 光伏发电平价上网项目 | Xinjiang Huyanghe 124 Regiment solar farm | -- | 光伏 | PV | 100 | operating | 2021 | China Nuclear Huineng Co Ltd [100%] | Huyanghe Zhonghe New Energy | 44.3718 | 84.8547 | L100000811391 | G100000813878 | https://www.gem.wiki/Xinjiang_Huyanghe_124_Regiment_solar_farm | Global Solar Power Tracker - February 2026 |  | 不适用 | 运行参数继承参考Generators_data.csv的风电/光伏设定
3352 | XJ | 5 | 新疆 | 124 Regiment | Huyanghe City | ¦锦龙电力集团所属煤电灵活性改造配套34万千瓦光伏发电项目 | Xinjiang Huyanghe Coal Power Plant Flexible Operation solar farms | 124 Regiment | 光伏 | PV | 340 | operating | 2024 | Xinjiang Jinlong Electric Power Group Co Ltd |  | 44.3920 | 84.0540 | L100001048314 | G100001055468 | https://www.gem.wiki/Xinjiang_Huyanghe_Coal_Power_Plant_Flexible_Operation_solar_farms | Global Solar Power Tracker - February 2026 |  | 不适用 | 运行参数继承参考Generators_data.csv的风电/光伏设定
3353 | XJ | 5 | 新疆 | 125 Regiment | Huyanghe City | ¦锦龙电力集团所属煤电灵活性改造配套一二五团的4万千瓦光伏发电项目 | Xinjiang Huyanghe Coal Power Plant Flexible Operation solar farms | 125 Regiment | 光伏 | PV | 60 | operating | 2024 | Xinjiang Jinlong Electric Power Group Co Ltd |  | 44.6720 | 84.4190 | L100001048314 | G100001055471 | https://www.gem.wiki/Xinjiang_Huyanghe_Coal_Power_Plant_Flexible_Operation_solar_farms | Global Solar Power Tracker - February 2026 |  | 不适用 | 运行参数继承参考Generators_data.csv的风电/光伏设定
3354 | XJ | 5 | 新疆 |  | Huyanghe City | 第七师胡杨河市 130 团 60MW 光伏发电项目 | Xinjiang Huyanghe Jinhua solar farm | -- | 光伏 | PV | 60 | operating | 2020 | Urumqi Fuhe Guangsheng Electronic Technology Co Ltd [100%] | Huyanghe Jinhua Photovoltaic Power Generation | 44.7019 | 84.8231 | L100000811392 | G100000813879 | https://www.gem.wiki/Xinjiang_Huyanghe_Jinhua_solar_farm | Global Solar Power Tracker - February 2026 |  | 不适用 | 运行参数继承参考Generators_data.csv的风电/光伏设定
3355 | XJ | 5 | 新疆 | Ili AP | Huocheng | 霍城10万千瓦风光发电项目, 新疆华电伊犁州45万千瓦风光发电项目 | Xinjiang Ili (Huadian) Renewables Complex solar farm | Huocheng | 光伏 | PV | 50 | operating | 2025 | Huadian Ili New Energy Co Ltd |  | 44.0421 | 80.9949 | L100001048398 | G100001055560 | https://www.gem.wiki/Xinjiang_Ili_(Huadian)_Renewables_Complex_solar_farm | Global Solar Power Tracker - February 2026 |  | 不适用 | 运行参数继承参考Generators_data.csv的风电/光伏设定
3356 | XJ | 5 | 新疆 | Ili AP | Huocheng | 霍城县图开新能源伊犁光伏并网30.0MW发电工程 | Xinjiang Ili Tukai solar farm | -- | 光伏 | PV | 30 | operating | 2014 | Hunan Xinhua Water Conservancy and Power Co Ltd [51%]; Jiangsu Zhenfa New Energy Technology Development Co Ltd [49%] | Huocheng Tukai New Energy Technology Development | 43.9950 | 80.8220 | L100000803368 | G100000803875 | https://www.gem.wiki/Xinjiang_Ili_Tukai_solar_farm | Global Solar Power Tracker - February 2026 |  | 不适用 | 运行参数继承参考Generators_data.csv的风电/光伏设定
3357 | XJ | 5 | 新疆 | Kashgar Prefecture | Jiashi | 华电伽师300MW光伏项目 | Xinjiang Jiashi (Huadian) solar farm | -- | 光伏 | PV | 300 | operating | 2025 | Huadian Xianjiang Power Generation Co Ltd |  | 39.4280 | 76.7260 | L100001018968 | G100001021301 | https://www.gem.wiki/Xinjiang_Jiashi_(Huadian)_solar_farm | Global Solar Power Tracker - February 2026 |  | 不适用 | 运行参数继承参考Generators_data.csv的风电/光伏设定
3358 | XJ | 5 | 新疆 | Kashgar Prefecture | Jiashi | 伽师县久泰和升光伏科技喀什伽师20.0MW光伏并网发电工程 | Xinjiang Jiashi Jiutai Hesheng solar farm | -- | 光伏 | PV | 20 | operating | 2013 | Realforce Power Co Ltd [100%] | Jiashi Jiutai Hesheng Photovoltaic Technology | 39.6004 | 77.2572 | L100000803321 | G100000803827 | https://www.gem.wiki/Xinjiang_Jiashi_Jiutai_Hesheng_solar_farm | Global Solar Power Tracker - February 2026 |  | 不适用 | 运行参数继承参考Generators_data.csv的风电/光伏设定
3359 | XJ | 5 | 新疆 | Kashgar Prefecture | Jiashi | 塔里木油田伽师60万千瓦光伏发电项目 | Xinjiang Jiashi Tarim Oilfield solar farm | -- | 光伏 | PV | 600 | operating | 2024 | PetroChina Tarim Oilfield Co |  | 39.7890 | 77.0150 | L100001016410 | G100001018215 | https://www.gem.wiki/Xinjiang_Jiashi_Tarim_Oilfield_solar_farm | Global Solar Power Tracker - February 2026 |  | 不适用 | 运行参数继承参考Generators_data.csv的风电/光伏设定
3360 | XJ | 5 | 新疆 | Changji AP | Jimsar | 中节能吉木萨尔县120兆瓦牧光互补保障性并网光伏 | Xinjiang Jimsar (China Energy Conservation) Pastoral solar power plant | -- | 光伏 | PV | 120 | operating | 2023 | China Energy Conservation Solar Energy Technology Co Ltd [100%] | China Energy Conservation Solar Energy Technology Jimsar | 44.0421 | 89.0275 | L100000811393 | G100000813880 | https://www.gem.wiki/Xinjiang_Jimsar_(China_Energy_Conservation)_Pastoral_solar_power_plant | Global Solar Power Tracker - February 2026 |  | 不适用 | 运行参数继承参考Generators_data.csv的风电/光伏设定
3361 | XJ | 5 | 新疆 | Changji AP | Jimsar | 中节能太阳能, 新疆立新能源吉木萨尔县30万千瓦 “光伏+储能” 一体化清洁能源示范项目 | Xinjiang Jimsar 300 MW Photovoltaic and Storage Demonstration solar power plant | -- | 光伏 | PV | 150 | operating | 2023 | China Energy Conservation Solar Energy Technology Jimsar Co Ltd [50%]; Jimsar County Lixin Photovoltaic Power Co Ltd [50%] |  | 44.7761 | 89.1020 | L100000811394 | G100000813881 | https://www.gem.wiki/Xinjiang_Jimsar_300_MW_Photovoltaic_and_Storage_Demonstration_solar_power_plant | Global Solar Power Tracker - February 2026 |  | 不适用 | 运行参数继承参考Generators_data.csv的风电/光伏设定
3362 | XJ | 5 | 新疆 | Changji AP | Jimsar | 三峡能源新疆吉木萨尔县北庭100万千瓦光伏项目, 三峡能源新疆吉木萨尔县北庭100万千瓦光伏项目 | Xinjiang Jimsar Beiting (Three Gorges) solar farm | -- | 光伏 | PV | 1000 | operating | 2026 | Three Gorges New Energy Jimsar Power Generation Co Ltd |  | 41.2199 | 89.1404 | L100001005610 | G100001006722 | https://www.gem.wiki/Xinjiang_Jimsar_Beiting_(Three_Gorges)_solar_farm | Global Solar Power Tracker - February 2026 |  | 不适用 | 运行参数继承参考Generators_data.csv的风电/光伏设定
3363 | XJ | 5 | 新疆 | Changji AP | Jimsar | 华能新疆吉木萨尔100MW并网光伏发电项目 | Xinjiang Jimsar Huaneng solar power plant | -- | 光伏 | PV | 100 | operating | 2020 | Huaneng International Power Development Co [100%] | Huaneng Xinjiang Energy Development | 44.7761 | 89.1020 | L100000811395 | G100000813882 | https://www.gem.wiki/Xinjiang_Jimsar_Huaneng_solar_power_plant | Global Solar Power Tracker - February 2026 |  | 不适用 | 运行参数继承参考Generators_data.csv的风电/光伏设定
3364 | XJ | 5 | 新疆 | Changji AP | Jimsar | 新疆立新能源吉木萨尔100兆瓦并网光伏发电项目 | Xinjiang Jimsar Lixin solar power plant | 1 | 光伏 | PV | 100 | operating | 2020 | Xinjiang Lixin Energy Co Ltd [100%] |  | 44.7761 | 89.1020 | L100000811396 | G100000813883 | https://www.gem.wiki/Xinjiang_Jimsar_Lixin_solar_power_plant | Global Solar Power Tracker - February 2026 |  | 不适用 | 运行参数继承参考Generators_data.csv的风电/光伏设定
3365 | XJ | 5 | 新疆 | Changji AP | Jimsar | 新疆立新能源吉木萨尔二期100兆瓦并网光伏发电项目 | Xinjiang Jimsar Lixin solar power plant | 2 | 光伏 | PV | 100 | operating | 2020 | Xinjiang Lixin Energy Co Ltd [100%] |  | 44.7761 | 89.1020 | L100000811396 | G100000813884 | https://www.gem.wiki/Xinjiang_Jimsar_Lixin_solar_power_plant | Global Solar Power Tracker - February 2026 |  | 不适用 | 运行参数继承参考Generators_data.csv的风电/光伏设定
3366 | XJ | 5 | 新疆 | Changji AP | Jimsar | 新疆立新能源吉木萨尔三期100兆瓦并网光伏发电项目 | Xinjiang Jimsar Lixin solar power plant | 3 | 光伏 | PV | 100 | operating | 2022 | Xinjiang Lixin Energy Co Ltd [100%] |  | 44.7761 | 89.1020 | L100000811396 | G100000813885 | https://www.gem.wiki/Xinjiang_Jimsar_Lixin_solar_power_plant | Global Solar Power Tracker - February 2026 |  | 不适用 | 运行参数继承参考Generators_data.csv的风电/光伏设定
3367 | XJ | 5 | 新疆 | Changji AP | Jimsar | 新疆新能源吉木萨尔 100MW 并网光伏发电项目 | Xinjiang Jimsar Xinfeng 100 MW solar power plant | -- | 光伏 | PV | 100 | operating | 2020 |  | Xinjiang New Energy Xinfeng Investment Development | 44.7761 | 89.1020 | L100000811398 | G100000813887 | https://www.gem.wiki/Xinjiang_Jimsar_Xinfeng_100_MW_solar_power_plant | Global Solar Power Tracker - February 2026 |  | 不适用 | 运行参数继承参考Generators_data.csv的风电/光伏设定
3368 | XJ | 5 | 新疆 | Changji AP | Jimsar | 新疆新能源集团新风昌吉州吉木萨尔20兆瓦光伏并网发电项目 | Xinjiang Jimsar Xinfeng solar farm | -- | 光伏 | PV | 20 | operating | 2016 | Xinjiang Lixin Energy Co Ltd [100%] | Jimsar Xinfeng New Energy | 44.0944 | 88.8619 | L100000811399 | G100000813888 | https://www.gem.wiki/Xinjiang_Jimsar_Xinfeng_solar_farm | Global Solar Power Tracker - February 2026 |  | 不适用 | 运行参数继承参考Generators_data.csv的风电/光伏设定
3369 | XJ | 5 | 新疆 | Altay Prefecture | Jeminay | 吉木乃海锦新能源并网光伏发电项目 | Xinjiang Jimunai Haijin solar farm | -- | 光伏 | PV | 20 | operating | 2016 | Zhejiang Jiahua Energy Chemical Co Ltd [100%] | Jimunai Haijin New Energy Technology Development | 47.4447 | 85.8597 | L100000803683 | G100000804225 | https://www.gem.wiki/Xinjiang_Jimunai_Haijin_solar_farm | Global Solar Power Tracker - February 2026 |  | 不适用 | 运行参数继承参考Generators_data.csv的风电/光伏设定
3370 | XJ | 5 | 新疆 | Altay Prefecture | Jeminay | 中广核吉木乃边合区源网荷储一体化项目 | Xinjiang Jimunai Wind/Storage/Load Complex solar farm | -- | 光伏 | PV | 10 | operating | 2023 |  | Xinjiang Jimunai China Guangdong Nuclear Wind Power Generation | 47.6510 | 85.6790 | L100001004160 | G100001004836 | https://www.gem.wiki/Xinjiang_Jimunai_Wind/Storage/Load_Complex_solar_farm | Global Solar Power Tracker - February 2026 |  | 不适用 | 运行参数继承参考Generators_data.csv的风电/光伏设定
3371 | XJ | 5 | 新疆 | Bortala AP | Jinghe | 国家管网精河县34万千瓦光伏项目 | Xinjiang Jinghe (China Petroleum Pipeline) solar farm | -- | 光伏 | PV | 340 | operating |  | China Petroleum West Pipeline Co Ltd |  | 44.4980 | 82.5010 | L100001061720 | G100001070772 | https://www.gem.wiki/Xinjiang_Jinghe_(China_Petroleum_Pipeline)_solar_farm | Global Solar Power Tracker - February 2026 |  | 不适用 | 运行参数继承参考Generators_data.csv的风电/光伏设定
3372 | XJ | 5 | 新疆 | Bortala AP | Jinghe | 博州10万千瓦储热型光热配建90万千瓦新能源项目 | Xinjiang Jinghe (Xinhua) Energy Storage solar farm | Photovoltaic 1 | 光伏 | PV | 600 | operating | 2023 | Jinghe Xinhua New Energy Co Ltd |  | 44.5804 | 82.1770 | L100000811400 | G100001000620 | https://www.gem.wiki/Xinjiang_Jinghe_(Xinhua)_Energy_Storage_solar_farm | Global Solar Power Tracker - February 2026 |  | 不适用 | 运行参数继承参考Generators_data.csv的风电/光伏设定
3373 | XJ | 5 | 新疆 | Bortala AP | Jinghe | 精河新华新能源有限公司“光热储能新能源”一体化基地项目 | Xinjiang Jinghe (Xinhua) Energy Storage solar farm | Photovoltalic 2 | 光伏 | PV | 300 | operating | 2025 | Jinghe Anfu Water Resources Development Co Ltd [10%]; East China Xinhua Energy Investment Co Ltd [90%] | Jinghe Xinhua New Energy | 44.5804 | 82.1770 | L100000811400 | G100000813889 | https://www.gem.wiki/Xinjiang_Jinghe_(Xinhua)_Energy_Storage_solar_farm | Global Solar Power Tracker - February 2026 |  | 不适用 | 运行参数继承参考Generators_data.csv的风电/光伏设定
3374 | XJ | 5 | 新疆 | Bortala AP | Jinghe | 新华精河县5万千瓦光伏发电项目 | Xinjiang Jinghe (Xinhua) solar farm | -- | 光伏 | PV | 50 | operating | 2023 | Jinghe Anfu Water Resources Development Co Ltd [10%]; East China Xinhua Energy Investment Co Ltd [90%] | Jinghe Xinhua New Energy | 44.7201 | 82.0730 | L100000828971 | G100000832726 | https://www.gem.wiki/Xinjiang_Jinghe_(Xinhua)_solar_farm | Global Solar Power Tracker - February 2026 |  | 不适用 | 运行参数继承参考Generators_data.csv的风电/光伏设定
3375 | XJ | 5 | 新疆 | Bortala AP | Jinghe | 精河县海润光伏发电博尔塔拉州精河20.0MW发电工程 | Xinjiang Jinghe Hairun solar farm | -- | 光伏 | PV | 20 | operating | 2014 | Xinjiang Silk Road Tianyuan New Energy Co Ltd [100%] | Jinghe Hailun Photovoltaic Power Generation | 44.6009 | 82.8894 | L100000803332 | G100000803838 | https://www.gem.wiki/Xinjiang_Jinghe_Hairun_solar_farm | Global Solar Power Tracker - February 2026 |  | 不适用 | 运行参数继承参考Generators_data.csv的风电/光伏设定
3376 | XJ | 5 | 新疆 | Bortala AP | Jinghe | 中电投五师91团20兆瓦光伏发电项目 | Xinjiang Jinghe Zhongdiantou 5 Division 91 Regiment solar farm | -- | 光伏 | PV | 20 | operating | 2016 | Xinjiang Ili Kukesu River Hydropower Development Co Ltd [100%] | China Power Investment Xinjiang Energy Chemical Industry Group Fifth Division | 42.4805 | 85.4633 | L100000803058 | G100000803547 | https://www.gem.wiki/Xinjiang_Jinghe_Zhongdiantou_5_Division_91_Regiment_solar_farm | Global Solar Power Tracker - February 2026 |  | 不适用 | 运行参数继承参考Generators_data.csv的风电/光伏设定
3377 | XJ | 5 | 新疆 | Hami | Yizhou District | 景峡特变电工光伏项目（5万千瓦） | Xinjiang Jingxia TBEA solar farm | -- | 光伏 | PV | 50 | operating | 2016 | Shenergy New Energy (Qinghai) Co Ltd [100%] | Hami Huaguang Power Generation | 42.3905 | 93.5794 | L100000803088 | G100000803578 | https://www.gem.wiki/Xinjiang_Jingxia_TBEA_solar_farm | Global Solar Power Tracker - February 2026 |  | 不适用 | 运行参数继承参考Generators_data.csv的风电/光伏设定
3378 | XJ | 5 | 新疆 | Aksu Prefecture | Kalpin | 浙能柯坪37万千瓦光伏发电项目 | Xinjiang Kalpin (Zhejiang Energy) solar farm | -- | 光伏 | PV | 370 | operating | 2025 | Zheneng Aksu Thermal Power Co Ltd |  | 40.4976 | 79.1840 | L100001047585 | G100001054191 | https://www.gem.wiki/Xinjiang_Kalpin_(Zhejiang_Energy)_solar_farm | Global Solar Power Tracker - February 2026 |  | 不适用 | 运行参数继承参考Generators_data.csv的风电/光伏设定
3379 | XJ | 5 | 新疆 | Aksu Prefecture | Kalpin | 柯坪海润光伏发电阿克苏20MW光伏并网发电工程 | Xinjiang Kalpin Hairun solar farm | -- | 光伏 | PV | 20 | operating | 2014 | Jiangxi Shunfeng Photoelectric Investment Co Ltd [100%] | Keping Hairun Photovoltaic Power Generation | 40.5076 | 79.0444 | L100000803331 | G100000803837 | https://www.gem.wiki/Xinjiang_Kalpin_Hairun_solar_farm | Global Solar Power Tracker - February 2026 |  | 不适用 | 运行参数继承参考Generators_data.csv的风电/光伏设定
3380 | XJ | 5 | 新疆 | Hotan Prefecture | Karakax (Moyu) | 墨玉县新特汇能光伏发电和田20MW光伏并网发电工程 | Xinjiang Karakax (Moyu) Huineng solar farm | -- | 光伏 | PV | 20 | operating |  | China Nuclear Exchange Energy Co Ltd [100%] | Moyu Xinte Huineng Photovoltaic Power Generation | 37.2688 | 79.7365 | L100000803348 | G100000803854 | https://www.gem.wiki/Xinjiang_Karakax_(Moyu)_Huineng_solar_farm | Global Solar Power Tracker - February 2026 |  | 不适用 | 运行参数继承参考Generators_data.csv的风电/光伏设定
3381 | XJ | 5 | 新疆 | Karamay | Karamay District | 中核克拉玛依50MW光伏发电项目 | Xinjiang Karamay (China Nuclear) solar farm | -- | 光伏 | PV | 50 | operating | 2022 | China Nuclear Huineng Co Ltd [100%] | China Nuclear Huineng Xinjiang Energy Development | 45.5799 | 84.8848 | L100000827418 | G100000830901 | https://www.gem.wiki/Xinjiang_Karamay_(China_Nuclear)_solar_farm | Global Solar Power Tracker - February 2026 |  | 不适用 | 运行参数继承参考Generators_data.csv的风电/光伏设定
3382 | XJ | 5 | 新疆 | Karamay | Karamay District | 中核克拉玛依100MW光伏发电项目 | Xinjiang Karamay (CNNC) solar farm | -- | 光伏 | PV | 100 | operating | 2020 | China Nuclear Huineng Co Ltd [100%] | Karamay CNNC New Energy | 45.5810 | 84.8890 | L100000811402 | G100000813892 | https://www.gem.wiki/Xinjiang_Karamay_(CNNC)_solar_farm | Global Solar Power Tracker - February 2026 |  | 不适用 | 运行参数继承参考Generators_data.csv的风电/光伏设定
3383 | XJ | 5 | 新疆 | Karamay |  | 国综能源克拉玛依50MW光伏发电项目 | Xinjiang Karamay (Guozong Energy) solar farm | -- | 光伏 | PV | 50 | operating | 2022 | State Grid Integrated Energy Service Group Co Ltd [100%] |  | 45.5799 | 84.8848 | L100000827419 | G100000830902 | https://www.gem.wiki/Xinjiang_Karamay_(Guozong_Energy)_solar_farm | Global Solar Power Tracker - February 2026 |  | 不适用 | 运行参数继承参考Generators_data.csv的风电/光伏设定
3384 | XJ | 5 | 新疆 | Karamay |  | 克拉玛依慧能5OMW光伏发电项目 | Xinjiang Karamay (Huineng) solar farm | -- | 光伏 | PV | 50 | operating | 2022 |  | Karamay Huineng New Energy | 45.7001 | 85.2830 | L100000828972 | G100000832727 | https://www.gem.wiki/Xinjiang_Karamay_(Huineng)_solar_farm | Global Solar Power Tracker - February 2026 |  | 不适用 | 运行参数继承参考Generators_data.csv的风电/光伏设定
3385 | XJ | 5 | 新疆 | Karamay | Orku District | 中国绿发新疆克拉玛依200MW光伏电站 | Xinjiang Karamay (Lüfa) solar farm | -- | 光伏 | PV | 200 | operating | 2025 | Xinjiang Zhonglü Power Technology Co Ltd |  | 45.9002 | 85.3390 | L100001044922 | G100001050486 | https://www.gem.wiki/Xinjiang_Karamay_(Lüfa)_solar_farm | Global Solar Power Tracker - February 2026 |  | 不适用 | 运行参数继承参考Generators_data.csv的风电/光伏设定
3386 | XJ | 5 | 新疆 | Karamay |  | 克拉玛依天华阳光能源电力公司30MWp光伏项目 | Xinjiang Karamay (Tianhua) solar farm | -- | 光伏 | PV | 30 | operating | 2013 | Huaneng Xinjiang Energy Development Co Ltd [100%] | Karamay Tianhua New Energy Power | 45.5794 | 84.8879 | L100000827420 | G100000830903 | https://www.gem.wiki/Xinjiang_Karamay_(Tianhua)_solar_farm | Global Solar Power Tracker - February 2026 |  | 不适用 | 运行参数继承参考Generators_data.csv的风电/光伏设定
3387 | XJ | 5 | 新疆 | Karamay | Baijiantan District | 新疆油田特变电工白碱滩50兆瓦保障性并网光伏发电项目 | Xinjiang Karamay Baijiantan (PetroChina - TBEA) solar farm | -- | 光伏 | PV | 50 | operating | 2023 | TBEA Xinjiang Energy Co Ltd; China Petroleum and Natural Gas Group LTD Xinjiang Oilfield Co [100%] |  | 45.6650 | 85.1580 | L100000828974 | G100000832729 | https://www.gem.wiki/Xinjiang_Karamay_Baijiantan_(PetroChina_-_TBEA)_solar_farm | Global Solar Power Tracker - February 2026 |  | 不适用 | 运行参数继承参考Generators_data.csv的风电/光伏设定
3388 | XJ | 5 | 新疆 | Karamay | Karamay District | 广东能源克拉玛依30万千瓦光伏算电协同一体化项目 | Xinjiang Karamay Computing (Guangdong Energy) solar farm | -- | 光伏 | PV | 300 | operating | 2025 | Guangdong Energy Group Xinjiang Co Ltd |  | 45.5270 | 84.7730 | L100001025633 | G100001030397 | https://www.gem.wiki/Xinjiang_Karamay_Computing_(Guangdong_Energy)_solar_farm | Global Solar Power Tracker - February 2026 |  | 不适用 | 运行参数继承参考Generators_data.csv的风电/光伏设定
3389 | XJ | 5 | 新疆 | Ili AP | Kuitun | 克拉玛依天华新能源电力新疆兵团一期30.0MW发电工程 | Xinjiang Karamay Kuitun Tianhua solar farm | 1 | 光伏 | PV | 30 | operating | 2014 | Huaneng Xinjiang Energy Development Co Ltd [100%] | Karamay Tianhua New Energy Power | 44.7670 | 84.8521 | L100000802279 | G100000802727 | https://www.gem.wiki/Xinjiang_Karamay_Kuitun_Tianhua_solar_farm | Global Solar Power Tracker - February 2026 |  | 不适用 | 运行参数继承参考Generators_data.csv的风电/光伏设定
3390 | XJ | 5 | 新疆 | Ili AP | Kuitun | 克拉玛依天华新能源电力新疆兵团二期30.0MW发电工程 | Xinjiang Karamay Kuitun Tianhua solar farm | 2 | 光伏 | PV | 30 | operating | 2014 | Huaneng Xinjiang Energy Development Co Ltd [100%] | Karamay Tianhua New Energy Power | 44.7670 | 84.8521 | L100000802279 | G100000802728 | https://www.gem.wiki/Xinjiang_Karamay_Kuitun_Tianhua_solar_farm | Global Solar Power Tracker - February 2026 |  | 不适用 | 运行参数继承参考Generators_data.csv的风电/光伏设定
3391 | XJ | 5 | 新疆 | Karamay | Baijiantan District | 新疆油田公司2022年光伏发电示范项目 | Xinjiang Karamay Oilfield Demonstration solar farm | -- | 光伏 | PV | 50 | operating | 2022 | China Petroleum and Natural Gas Group LTD Xinjiang Oilfield Co [100%] |  | 45.6390 | 85.1320 | L100000828976 | G100000832731 | https://www.gem.wiki/Xinjiang_Karamay_Oilfield_Demonstration_solar_farm | Global Solar Power Tracker - February 2026 |  | 不适用 | 运行参数继承参考Generators_data.csv的风电/光伏设定
3392 | XJ | 5 | 新疆 | Karamay | Orku District | 新疆油田公司700兆瓦源网荷储一体化项目 | Xinjiang Karamay Oilfield Source-Grid-Load-Storage solar project | 1 | 光伏 | PV | 70 | operating | 2022 | China Petroleum and Natural Gas Group LTD Xinjiang Oilfield Co [100%] |  | 46.1128 | 85.6729 | L100000827421 | G100000830904 | https://www.gem.wiki/Xinjiang_Karamay_Oilfield_Source-Grid-Load-Storage_solar_project | Global Solar Power Tracker - February 2026 |  | 不适用 | 运行参数继承参考Generators_data.csv的风电/光伏设定
3393 | XJ | 5 | 新疆 | Karamay | Karamay District | 中核克拉玛依源网荷储一体化项目 | Xinjiang Karamay Source/Grid//Load/Storage Complex solar farm | -- | 光伏 | PV | 200 | operating | 2024 | China Nuclear Huineng Co Ltd [100%] | Karamay Zhonghe New Energy | 45.2861 | 84.6785 | L100000811401 | G100000813891 | https://www.gem.wiki/Xinjiang_Karamay_Source/Grid//Load/Storage_Complex_solar_farm | Global Solar Power Tracker - February 2026 |  | 不适用 | 运行参数继承参考Generators_data.csv的风电/光伏设定
3394 | XJ | 5 | 新疆 | Karamay | Orku District | 特变电工克拉玛依乌尔禾一期20兆瓦光伏并网发电项目 | Xinjiang Karamay Wu'erhe TBEA Grid-Connected solar farm | 1 | 光伏 | PV | 20 | operating | 2015 | Shenergy New Energy (Qinghai) Co Ltd [100%] | Karamay Xinte Huaguang Power Generation | 45.9128 | 85.3394 | L100000802233 | G100000802665 | https://www.gem.wiki/Xinjiang_Karamay_Wu'erhe_TBEA_Grid-Connected_solar_farm | Global Solar Power Tracker - February 2026 |  | 不适用 | 运行参数继承参考Generators_data.csv的风电/光伏设定
3395 | XJ | 5 | 新疆 | Karamay | Orku District | 鲁能克拉玛依20万千瓦光伏发电项目 | Xinjiang Karamay Wuerhe (Luneng) solar farm | -- | 光伏 | PV | 200 | operating | 2025 | Luneng New Energy (Group) LTD Xinjiang Branch Co [100%] |  | 43.9370 | 85.5310 | L100000828979 | G100000832734 | https://www.gem.wiki/Xinjiang_Karamay_Wuerhe_(Luneng)_solar_farm | Global Solar Power Tracker - February 2026 |  | 不适用 | 运行参数继承参考Generators_data.csv的风电/光伏设定
3396 | XJ | 5 | 新疆 | Karamay | Orku District | 浙江新能控股乌尔禾100兆瓦光伏发电项目 | Xinjiang Karamay Wuerhe (Zheneng) solar farm | -- | 光伏 | PV | 100 | operating | 2024 | Karamay Urban Construction Investment and Development Co Ltd; Zhejiang New Energy Investment Group Co Ltd |  | 43.9370 | 85.5310 | L100000828981 | G100000832736 | https://www.gem.wiki/Xinjiang_Karamay_Wuerhe_(Zheneng)_solar_farm | Global Solar Power Tracker - February 2026 |  | 不适用 | 运行参数继承参考Generators_data.csv的风电/光伏设定
3397 | XJ | 5 | 新疆 | Karamay | Orku District | 猛狮1000兆瓦“源网荷储”一体化项目一期600兆瓦光伏 | Xinjiang Karamay Wuerhe Source/Grid/Storage/Load solar farm | 1 | 光伏 | PV | 600 | operating | 2022 | Xinjiang Menghshi Ruida New Energy Technology Co Ltd [100%] |  | 43.9370 | 85.5310 | L100000828982 | G100000832737 | https://www.gem.wiki/Xinjiang_Karamay_Wuerhe_Source/Grid/Storage/Load_solar_farm | Global Solar Power Tracker - February 2026 |  | 不适用 | 运行参数继承参考Generators_data.csv的风电/光伏设定
3398 | XJ | 5 | 新疆 | Kashgar Prefecture | Kargilik (Yecheng) | 叶城枫霖电力科技喀什20MW光伏并网发电工程 | Xinjiang Kargilik (Yecheng) Fenglin solar farm | -- | 光伏 | PV | 20 | operating | 2015 | Cecep Solar Energy Technology Co Ltd [100%] | Yecheng Fenglin Power Technology | 37.8346 | 77.4559 | L100000803357 | G100000803863 | https://www.gem.wiki/Xinjiang_Kargilik_(Yecheng)_Fenglin_solar_farm | Global Solar Power Tracker - February 2026 |  | 不适用 | 运行参数继承参考Generators_data.csv的风电/光伏设定
3399 | XJ | 5 | 新疆 | Kashgar Prefecture | Maralbexi (Bachu) | 特变电工华光喀什巴楚一期20兆瓦光伏并网发电项目 | Xinjiang Kashgar Bachu Huaguang Grid-Connected solar farm | 1 | 光伏 | PV | 20 | operating | 2015 | Jiangsu Trina Solar Power Development Co Ltd [100%] | Bachu Huaguang Power Generation | 39.8696 | 78.4848 | L100000802234 | G100000802666 | https://www.gem.wiki/Xinjiang_Kashgar_Bachu_Huaguang_Grid-Connected_solar_farm | Global Solar Power Tracker - February 2026 |  | 不适用 | 运行参数继承参考Generators_data.csv的风电/光伏设定
3400 | XJ | 5 | 新疆 | Kashgar Prefecture | Maralbexi (Bachu) | 特变电工华光喀什巴楚二期40兆瓦光伏并网发电项目 | Xinjiang Kashgar Bachu Huaguang Grid-Connected solar farm | 2 | 光伏 | PV | 40 | operating | 2016 | Jiangsu Trina Solar Power Development Co Ltd [100%] | Bachu Huaguang Power Generation | 39.8696 | 78.4848 | L100000802234 | G100000802667 | https://www.gem.wiki/Xinjiang_Kashgar_Bachu_Huaguang_Grid-Connected_solar_farm | Global Solar Power Tracker - February 2026 |  | 不适用 | 运行参数继承参考Generators_data.csv的风电/光伏设定
3401 | XJ | 5 | 新疆 | Kashgar Prefecture | Makit | 金坛正信喀什麦盖提 20 兆瓦光伏 并网发电项目 | Xinjiang Kashgar Maigaiti Jintan Zhengxin solar farm | -- | 光伏 | PV | 20 | operating | 2013 | Xinjiang Silk Road Runyuan New Energy Co Ltd [100%] | Maigaiti Jintan Zhengxin New Energy Technology | 38.9953 | 77.5295 | L100000802236 | G100000802669 | https://www.gem.wiki/Xinjiang_Kashgar_Maigaiti_Jintan_Zhengxin_solar_farm | Global Solar Power Tracker - February 2026 |  | 不适用 | 运行参数继承参考Generators_data.csv的风电/光伏设定
3402 | XJ | 5 | 新疆 | Kashgar Prefecture | Makit | 山东力诺喀什麦盖提一期20兆瓦光伏并网发电项目 | Xinjiang Kashgar Maigaiti Linuo solar farm | 1 | 光伏 | PV | 20 | operating | 2015 | Xinhua Power Development Investment Co Ltd [100%] | Maigaiti Linuo Solar Power | 38.9951 | 77.5251 | L100000802237 | G100000802670 | https://www.gem.wiki/Xinjiang_Kashgar_Maigaiti_Linuo_solar_farm | Global Solar Power Tracker - February 2026 |  | 不适用 | 运行参数继承参考Generators_data.csv的风电/光伏设定
3403 | XJ | 5 | 新疆 | Kashgar Prefecture | Kashgar City | 喀什瑞城新能源一期20MW光伏电站发电工程 | Xinjiang Kashgar Ruicheng Grid-Connected solar farm | 1 | 光伏 | PV | 20 | operating | 2013 | Shenzhen Topraysolar Co Ltd [99%]; Shaanxi Topray Solar Co Ltd [1%] | Kashgar Ruicheng New Energy Technology | 39.5580 | 75.9570 | L100000802235 | G100000802668 | https://www.gem.wiki/Xinjiang_Kashgar_Ruicheng_Grid-Connected_solar_farm | Global Solar Power Tracker - February 2026 |  | 不适用 | 运行参数继承参考Generators_data.csv的风电/光伏设定
3404 | XJ | 5 | 新疆 | Kashgar Prefecture | Yarkant (Shache) | 上海航天太科喀什莎车30兆瓦光伏并网发电项目 | Xinjiang Kashgar Shache Taike solar farm | -- | 光伏 | PV | 30 | operating | 2015 | Shanghai Aerospace Automobile Electromechanical Co Ltd [100%] | Kashi Taike Photovoltaic Power | 38.4159 | 77.2455 | L100000802613 | G100000803083 | https://www.gem.wiki/Xinjiang_Kashgar_Shache_Taike_solar_farm | Global Solar Power Tracker - February 2026 |  | 不适用 | 运行参数继承参考Generators_data.csv的风电/光伏设定
3405 | XJ | 5 | 新疆 | Kashgar Prefecture | Shufu | 浚鑫科技喀什疏附 20 兆瓦光伏并 网发电项目 | Xinjiang Kashgar Shufu Junxin solar farm | -- | 光伏 | PV | 20 | operating | 2013 | Jiangxi Shunfeng Photoelectric Investment Co Ltd [100%] | Shufu County Junxin Technology Photovoltaic Power | 39.3536 | 75.6715 | L100000802239 | G100000802672 | https://www.gem.wiki/Xinjiang_Kashgar_Shufu_Junxin_solar_farm | Global Solar Power Tracker - February 2026 |  | 不适用 | 运行参数继承参考Generators_data.csv的风电/光伏设定
3406 | XJ | 5 | 新疆 | Kashgar Prefecture | Shufu | 中建材喀什疏附 20MWp 光伏并网 发电项目 | Xinjiang Kashgar Shufu Zhongjiancai solar farm | -- | 光伏 | PV | 20 | operating | 2013 | Jiangxi Shunfeng Photoelectric Investment Co Ltd [100%] | Shufu County Zhongjiancai New Energy Photovoltaic Power Generation | 39.3545 | 75.6646 | L100000802238 | G100000802671 | https://www.gem.wiki/Xinjiang_Kashgar_Shufu_Zhongjiancai_solar_farm | Global Solar Power Tracker - February 2026 |  | 不适用 | 运行参数继承参考Generators_data.csv的风电/光伏设定
3407 | XJ | 5 | 新疆 | Kashgar Prefecture | Shule | 英利利能喀什疏勒20兆瓦光伏并网发电项目 | Xinjiang Kashgar Shule Lineng solar farm | -- | 光伏 | PV | 20 | operating | 2015 | Henan Zhongyuan Golden Sun Technology Co Ltd [100%] | Shule County Lineng Photovoltaic Power Generation | 39.4010 | 76.0476 | L100000802618 | G100000803088 | https://www.gem.wiki/Xinjiang_Kashgar_Shule_Lineng_solar_farm | Global Solar Power Tracker - February 2026 |  | 不适用 | 运行参数继承参考Generators_data.csv的风电/光伏设定
3408 | XJ | 5 | 新疆 | Kashgar Prefecture | Shule | 中卫银阳盛腾喀什疏勒20MW光伏发电项目 | Xinjiang Kashgar Shule Tengsheng solar farm | -- | 光伏 | PV | 20 | operating | 2017 | East Group Co Ltd [100%] | Shule Shengteng Photovoltaic Power | 39.4022 | 76.0465 | L100000802621 | G100000803091 | https://www.gem.wiki/Xinjiang_Kashgar_Shule_Tengsheng_solar_farm | Global Solar Power Tracker - February 2026 |  | 不适用 | 运行参数继承参考Generators_data.csv的风电/光伏设定
3409 | XJ | 5 | 新疆 | Kashgar Prefecture | Tashkurgan | 中科恒源国新喀什塔什库尔干20兆瓦光伏并网发电项目 | Xinjiang Kashgar Tashkurgan Zhongke Hengyuan solar farm | -- | 光伏 | PV | 20 | operating | 2016 | Xinhua Power Development Investment Co Ltd [100%] | Kashgar Guoxin Electric Power | 37.9945 | 75.1390 | L100000803096 | G100000803586 | https://www.gem.wiki/Xinjiang_Kashgar_Tashitkuer_Zhongke_Hengyuan_solar_farm | Global Solar Power Tracker - February 2026 |  | 不适用 | 运行参数继承参考Generators_data.csv的风电/光伏设定
3410 | XJ | 5 | 新疆 | Kashgar Prefecture | Kargilik (Yecheng) | 新疆喀什叶城 20 兆瓦地面电站 | Xinjiang Kashgar Yecheng Fenglin solar farm | -- | 光伏 | PV | 20 | operating | 2015 | CECEP Solar Technology Co Ltd [100%] | Yecheng Fenglin Power Technology | 37.8465 | 77.4510 | L100000803126 | G100000803617 | https://www.gem.wiki/Xinjiang_Kashgar_Yecheng_Fenglin_solar_farm | Global Solar Power Tracker - February 2026 |  | 不适用 | 运行参数继承参考Generators_data.csv的风电/光伏设定
3411 | XJ | 5 | 新疆 | Kashgar Prefecture | Kargilik (Yecheng) | 中兴源光喀什叶城30兆瓦光伏并网发电项目 | Xinjiang Kashgar Yecheng Yuanguang solar farm | -- | 光伏 | PV | 30 | operating | 2015 | Xinjiang Silk Road Zeyuan New Energy Co Ltd [100%] | Yecheng Yuanguang Energy | 37.6757 | 77.7718 | L100000802622 | G100000803092 | https://www.gem.wiki/Xinjiang_Kashgar_Yecheng_Yuanguang_solar_farm | Global Solar Power Tracker - February 2026 |  | 不适用 | 运行参数继承参考Generators_data.csv的风电/光伏设定
3412 | XJ | 5 | 新疆 | Kashgar Prefecture | Yengisar | 中广核新疆喀什英吉沙并网光伏一期20MWp发电工程 | Xinjiang Kashgar Yingjisha CGN solar farm | 1 | 光伏 | PV | 20 | operating | 2011 | CGN Solar Energy Development Co Ltd [100%] | CGN Solar Yingjisha | 38.9680 | 76.1618 | L100000802354 | G100000802816 | https://www.gem.wiki/Xinjiang_Kashgar_Yingjisha_CGN_solar_farm | Global Solar Power Tracker - February 2026 |  | 不适用 | 运行参数继承参考Generators_data.csv的风电/光伏设定
3413 | XJ | 5 | 新疆 | Kashgar Prefecture | Yengisar | 融信天和喀什英吉沙20MW光伏并网发电项目 | Xinjiang Kashgar Yingjisha Rongxintianhe solar farm | -- | 光伏 | PV | 20 | operating | 2017 | Jiangxi Shunfeng Photoelectric Investment Co Ltd [100%] | Yingjisha Rongxintianhe New Energy | 38.9680 | 76.1618 | L100000802611 | G100000803081 | https://www.gem.wiki/Xinjiang_Kashgar_Yingjisha_Rongxintianhe_solar_farm | Global Solar Power Tracker - February 2026 |  | 不适用 | 运行参数继承参考Generators_data.csv的风电/光伏设定
3414 | XJ | 5 | 新疆 | Kashgar Prefecture | Yengisar | 天华伟业喀什英吉沙20兆瓦光伏电站发电项目 | Xinjiang Kashgar Yingjisha Tianhua Weiye solar farm | -- | 光伏 | PV | 20 | operating | 2015 | Xinhua Power Development Investment Co Ltd [100%] | Yingjisha Tianhua Weiye Solar Energy Technology | 38.7304 | 76.2677 | L100000802240 | G100000802673 | https://www.gem.wiki/Xinjiang_Kashgar_Yingjisha_Tianhua_Weiye_solar_farm | Global Solar Power Tracker - February 2026 |  | 不适用 | 运行参数继承参考Generators_data.csv的风电/光伏设定
3415 | XJ | 5 | 新疆 | Kashgar Prefecture | Yopurga | 瑞城喀什岳普湖20兆瓦光伏并网发电项目 | Xinjiang Kashgar Yuepuhu Ruicheng solar farm | -- | 光伏 | PV | 20 | operating | 2014 | Kashi Ruicheng New Energy Technology Co Ltd [100%] | Yuepu Lake Ruicheng New Energy Technology | 39.0654 | 76.7786 | L100000802612 | G100000803082 | https://www.gem.wiki/Xinjiang_Kashgar_Yuepuhu_Ruicheng_solar_farm | Global Solar Power Tracker - February 2026 |  | 不适用 | 运行参数继承参考Generators_data.csv的风电/光伏设定
3416 | XJ | 5 | 新疆 | Kashgar Prefecture | Yopurga | 振发喀什岳普湖 20 兆瓦光伏并网 发电项目 | Xinjiang Kashgar Yupuhu Zhenfa solar farm | -- | 光伏 | PV | 20 | operating | 2016 | Xinjiang Silk Road Runyuan New Energy Co Ltd [100%] | Yuepuhu Zhenfa New Energy Technology | 39.2124 | 76.8485 | L100000802241 | G100000802674 | https://www.gem.wiki/Xinjiang_Kashgar_Yupuhu_Zhenfa_solar_farm | Global Solar Power Tracker - February 2026 |  | 不适用 | 运行参数继承参考Generators_data.csv的风电/光伏设定
3417 | XJ | 5 | 新疆 | Aksu Prefecture | Kalpin | 中节能阿克苏柯坪20兆瓦光伏并网发电项目 | Xinjiang Keping CECEP solar farm | -- | 光伏 | PV | 20 | operating | 2016 | CECEP Solar Energy Technology Co Ltd [100%] | CECEP Solar Technology Keping | 40.5087 | 79.0471 | L100000803073 | G100000803562 | https://www.gem.wiki/Xinjiang_Keping_CECEP_solar_farm | Global Solar Power Tracker - February 2026 |  | 不适用 | 运行参数继承参考Generators_data.csv的风电/光伏设定
3418 | XJ | 5 | 新疆 | Aksu Prefecture | Kalpin | 华电柯坪100兆瓦光伏发电项目 | Xinjiang Keping Huadian solar power plant | -- | 光伏 | PV | 100 | operating | 2023 | China Huadian Corp Ltd [100%] |  | 40.5850 | 79.6170 | L100000811403 | G100000813893 | https://www.gem.wiki/Xinjiang_Keping_Huadian_solar_power_plant | Global Solar Power Tracker - February 2026 |  | 不适用 | 运行参数继承参考Generators_data.csv的风电/光伏设定
3419 | XJ | 5 | 新疆 | Aksu Prefecture | Kalpin | 国家电投柯坪20万千瓦光伏项目 | Xinjiang Keping State Power Investment solar power plant | -- | 光伏 | PV | 200 | operating | 2023 | State Power Investment Group Xinjiang Energy and Chemical Co Ltd [100%] |  | 40.5850 | 79.6170 | L100000811404 | G100000813894 | https://www.gem.wiki/Xinjiang_Keping_State_Power_Investment_solar_power_plant | Global Solar Power Tracker - February 2026 |  | 不适用 | 运行参数继承参考Generators_data.csv的风电/光伏设定
3420 | XJ | 5 | 新疆 | Aksu Prefecture | Kalpin | 三峡能源新疆柯坪 100MW 光伏项目 | Xinjiang Keping Three Gorges solar power plant | -- | 光伏 | PV | 100 | operating | 2023 | China Three Gorges Renewables (Group) Co Ltd [100%] | Three Gorges New Energy Keping Power Generation | 40.5651 | 79.5779 | L100000811405 | G100000813895 | https://www.gem.wiki/Xinjiang_Keping_Three_Gorges_solar_power_plant | Global Solar Power Tracker - February 2026 |  | 不适用 | 运行参数继承参考Generators_data.csv的风电/光伏设定
3421 | XJ | 5 | 新疆 | Aksu Prefecture | Kalpin | 天华新能源电力有限公司柯坪20MWP光伏电站项目 | Xinjiang Keping Tianhua solar farm | -- | 光伏 | PV | 20 | operating | 2016 | Xinhua Power Development Investment Co Ltd [100%] | Keping Tianhua New Energy Power | 40.5783 | 79.6225 | L100000803070 | G100000803559 | https://www.gem.wiki/Xinjiang_Keping_Tianhua_solar_farm | Global Solar Power Tracker - February 2026 |  | 不适用 | 运行参数继承参考Generators_data.csv的风电/光伏设定
3422 | XJ | 5 | 新疆 | Kizilsu AP | Akto | 特变电工新特克州阿克陶一期60兆瓦光伏并网发电项目 | Xinjiang Kezhou Akto Xinte Grid-Connected solar farm | 1 | 光伏 | PV | 60 | operating | 2016 | Jinkong Power Shanxi New Energy Co Ltd [100%] | Akto County Xinte Photovoltaic Power Generation | 39.1352 | 75.9364 | L100000802242 | G100000802675 | https://www.gem.wiki/Xinjiang_Kezhou_Akto_Xinte_Grid-Connected_solar_farm | Global Solar Power Tracker - February 2026 |  | 不适用 | 运行参数继承参考Generators_data.csv的风电/光伏设定
3423 | XJ | 5 | 新疆 | Kizilsu AP | Artux City | 克州百事德新能源阿图什光伏并网电站项目一期20.0MW发电工程 | Xinjiang Kezhou Artux Baiside Grid-Connected solar farm | 1 | 光伏 | PV | 20 | operating | 2014 | Jiangxi Shunfeng Photoelectric Investment Co Ltd [100%] | Kezhou Baiside New Energy Development | 39.6641 | 75.8592 | L100000802243 | G100000802676 | https://www.gem.wiki/Xinjiang_Kezhou_Artux_Baiside_Grid-Connected_solar_farm | Global Solar Power Tracker - February 2026 |  | 不适用 | 运行参数继承参考Generators_data.csv的风电/光伏设定
3424 | XJ | 5 | 新疆 | Kizilsu AP | Artux City | 百事德克州阿图什二期20兆瓦光伏并网发电项目 | Xinjiang Kezhou Artux Baiside Grid-Connected solar farm | 2 | 光伏 | PV | 20 | operating | 2016 | Jiangxi Shunfeng Photoelectric Investment Co Ltd [100%] | Kezhou Baiside New Energy Development | 39.6641 | 75.8592 | L100000802243 | G100000802677 | https://www.gem.wiki/Xinjiang_Kezhou_Artux_Baiside_Grid-Connected_solar_farm | Global Solar Power Tracker - February 2026 |  | 不适用 | 运行参数继承参考Generators_data.csv的风电/光伏设定
3425 | XJ | 5 | 新疆 | Kizilsu AP | Artux City | 中兴能源华光克州阿图什 30 兆瓦光伏 并网发电项目 | Xinjiang Kezhou Artux Huaguang Grid-Connected solar farm | -- | 光伏 | PV | 30 | operating | 2015 | China Nuclear Exchange Energy Co Ltd [100%] | Artux Huaguang Energy | 39.7605 | 75.8992 | L100000802244 | G100000802678 | https://www.gem.wiki/Xinjiang_Kezhou_Artux_Huaguang_Grid-Connected_solar_farm | Global Solar Power Tracker - February 2026 |  | 不适用 | 运行参数继承参考Generators_data.csv的风电/光伏设定
3426 | XJ | 5 | 新疆 | Kizilsu AP | Artux City | 中兴能源源光克州阿图什40兆瓦光伏并网发电项目 | Xinjiang Kezhou Atushi Zhongxing solar farm | -- | 光伏 | PV | 40 | operating | 2016 | China Nuclear Exchange Energy Co Ltd [100%] | Atushi Yuanguang Energy | 42.4805 | 85.4633 | L100000803061 | G100000803550 | https://www.gem.wiki/Xinjiang_Kezhou_Atushi_Zhongxing_solar_farm | Global Solar Power Tracker - February 2026 |  | 不适用 | 运行参数继承参考Generators_data.csv的风电/光伏设定
3427 | XJ | 5 | 新疆 | Kizilsu AP | Wuqia | 克州新隆能源开发有限公司20兆瓦光伏并网发电项目 | Xinjiang Kezhou Xinlong solar farm | -- | 光伏 | PV | 20 | operating | 2016 | China Water Resources and Hydropower Sixth Engineering Bureau Co Ltd [30%]; China Power Construction Hydropower Development Group Co Ltd [70%] | Kezhou Xinlong Energy Development | 39.7165 | 75.2635 | L100000803100 | G100000803590 | https://www.gem.wiki/Xinjiang_Kezhou_Xinlong_solar_farm | Global Solar Power Tracker - February 2026 |  | 不适用 | 运行参数继承参考Generators_data.csv的风电/光伏设定
3428 | XJ | 5 | 新疆 | Kizilsu AP | Wuqia | 紫金龙净克州乌恰县100万千瓦光伏项目 | Xinjiang Kizilsu Wuqia solar farm | 1 | 光伏 | PV | 300 | operating |  | Xinjiang Zijin Nonferrous Metals Co Ltd [100%] | Zijin Longjing Clean Energy | 39.7230 | 75.4270 | L100000828983 | G100000832739 | https://www.gem.wiki/Xinjiang_Kizilsu_Wuqia_solar_farm | Global Solar Power Tracker - February 2026 |  | 不适用 | 运行参数继承参考Generators_data.csv的风电/光伏设定
3429 | XJ | 5 | 新疆 |  | Kokdala City | 安徽康恒生物科技有限公司 5900kW 分布式光伏发电项目 | Xinjiang Kokdala Anhui Kangheng Biotechnology solar project | -- | 光伏 | Assumed PV | 5.3 | operating |  |  |  | 42.4805 | 85.4633 | L100001030449 | G100001035721 | https://www.gem.wiki/Xinjiang_Kokdala_Anhui_Kangheng_Biotechnology_solar_project | Global Solar Power Tracker - February 2026 |  | 不适用 | 运行参数继承参考Generators_data.csv的风电/光伏设定
3430 | XJ | 5 | 新疆 |  | Kokdala City | 中电农创可克达拉百亿级牧光互补超级牧场(一期), 中电农创可克达拉百亿级牧光互补超级牧场项目 | Xinjiang Kokdala Large-Scale Pastoral solar farm | 1 | 光伏 | PV | 300 | operating |  | China Power International Development Co Ltd [36%]; Xinnongchuang (Beijing) Energy Development Co Ltd [34%]; LP | CECC Xinnongchuang Technology | 40.0150 | 80.5020 | L100001025799 | G100001030703 | https://www.gem.wiki/Xinjiang_Kokdala_Large-Scale_Pastoral_solar_farm | Global Solar Power Tracker - February 2026 |  | 不适用 | 运行参数继承参考Generators_data.csv的风电/光伏设定
3431 | XJ | 5 | 新疆 | Bayingolin AP | Korla City |  | Xinjiang Korla (Zhongkun) Source-Grid-Load-Storage solar farm | 1 | 光伏 | PV | 100 | operating | 2024 | Xinjiang Zhongkun New Energy Co Ltd |  | 41.6732 | 85.7162 | L100000811406 | G100001006751 | https://www.gem.wiki/Xinjiang_Korla_(Zhongkun)_Integrated_solar_farm | Global Solar Power Tracker - February 2026 |  | 不适用 | 运行参数继承参考Generators_data.csv的风电/光伏设定
3432 | XJ | 5 | 新疆 | Bayingolin AP | Korla City | 巴州华能太阳能新疆兵团二师库西经济工业园区20MW发电工程 | Xinjiang Korla Huaneng solar farm | -- | 光伏 | PV | 20 | operating | 2014 | Huadian Fuxin Energy Development Co Ltd. [100%] | Bazhou Huaneng Solar Power Generation | 41.7239 | 86.1735 | L100000803371 | G100000803878 | https://www.gem.wiki/Xinjiang_Korla_Huaneng_solar_farm | Global Solar Power Tracker - February 2026 |  | 不适用 | 运行参数继承参考Generators_data.csv的风电/光伏设定
3433 | XJ | 5 | 新疆 | Bayingolin AP | Korla City | 塔里木油田130万千瓦光伏发电项目 | Xinjiang Korla Shangku High Technology Zone (Tarim Oilfield) solar farm | -- | 光伏 | PV | 1300 | operating | 2025 | PetroChina Tarim Oilfield Co |  | 41.7230 | 86.2640 | L100001016409 | G100001018214 | https://www.gem.wiki/Xinjiang_Bayingolin_Tarim_Oilfield_solar_farm | Global Solar Power Tracker - February 2026 |  | 不适用 | 运行参数继承参考Generators_data.csv的风电/光伏设定
3434 | XJ | 5 | 新疆 | Bayingolin AP | Korla City | 新疆中泰新能源上库石油石化产业园源网荷储项目（10万千瓦光伏+1万千瓦储能） | Xinjiang Korla Shangku Petrochemical Park Source-Grid-Load-Storage solar farm | -- | 光伏 | PV | 100 | operating | 2025 | Xinjiang Zhongtai (Group) Co Ltd [100%] | Xinjiang Zhongtai New Energy | 41.9590 | 85.2350 | L100000811441 | G100000813934 | https://www.gem.wiki/Xinjiang_Shangku_(Zhongtai)_Petrochemical_Park_Source-Grid-Load-Storage_solar_farm | Global Solar Power Tracker - February 2026 |  | 不适用 | 运行参数继承参考Generators_data.csv的风电/光伏设定
3435 | XJ | 5 | 新疆 | Bayingolin AP | Korla City | 库尔勒英利公司二师库西工业园30兆瓦光伏发电示范项目 | Xinjiang Korla Yingli solar farm | -- | 光伏 | PV | 30 | operating | 2015 | Yingli Energy (Beijing) Co Ltd [100%] | Korla Yingli New Energy | 41.7366 | 86.1834 | L100000811408 | G100000813898 | https://www.gem.wiki/Xinjiang_Korla_Yingli_solar_farm | Global Solar Power Tracker - February 2026 |  | 不适用 | 运行参数继承参考Generators_data.csv的风电/光伏设定
3436 | XJ | 5 | 新疆 | Ili AP | Kuytun City | 中绿电奎屯市100万千瓦光伏项目 | Xinjiang Kuitun (China Green Power) solar farm | -- | 光伏 | PV | 1000 | operating | 2025 | Tianjin China Green Power Investment Co Ltd [100%] | Kuitun China Green Power New Energy | 44.7840 | 84.9220 | L100000828985 | G100000832741 | https://www.gem.wiki/Xinjiang_Kuitun_(China_Green_Power)_solar_farm | Global Solar Power Tracker - February 2026 |  | 不适用 | 运行参数继承参考Generators_data.csv的风电/光伏设定
3437 | XJ | 5 | 新疆 | Ili AP | Kuytun City | 奎屯绿能七师131团光伏农业一体化一期20MW项目 | Xinjiang Kuitun 7th Division 131st Brigade Lvneng solar farm | 1 | 光伏 | PV | 20 | operating | 2015 | CECEP Solar Energy Technology Co Ltd [100%] | Kuitun Green Energy Solar Technology | 44.4436 | 85.0605 | L100000802291 | G100000802747 | https://www.gem.wiki/Xinjiang_Kuitun_7th_Division_131st_Brigade_Lvneng_solar_farm | Global Solar Power Tracker - February 2026 |  | 不适用 | 运行参数继承参考Generators_data.csv的风电/光伏设定
3438 | XJ | 5 | 新疆 | Ili AP | Kuytun City | 奎屯金太阳电力新疆兵团第七师光伏一期30.0MW发电工程 | Xinjiang Kuitun 7th Division Jintaiyang solar farm | 1 | 光伏 | PV | 30 | operating | 2013 | Xinjiang Xinfeng Hanhong Energy Co Ltd [100%] | Kuitun Jintaiyang Power | 44.7641 | 84.8579 | L100000802292 | G100000802748 | https://www.gem.wiki/Xinjiang_Kuitun_7th_Division_Jintaiyang_solar_farm | Global Solar Power Tracker - February 2026 |  | 不适用 | 运行参数继承参考Generators_data.csv的风电/光伏设定
3439 | XJ | 5 | 新疆 |  | Kunyu City | 兵团十四师昆玉40万千瓦光伏工程 | Xinjiang Kunyu (Datang/Xinjiang Corps) solar power plant | 1 | 光伏 | PV | 400 | operating | 2023 | Datang Xinjiang Power Generation Co Ltd [100%] | Datang Kunyu Clean Energy | 37.1590 | 79.5490 | L100000811371 | G100000813853 | https://www.gem.wiki/Xinjiang_Kunyu_(Datang/Xinjiang_Corps)_solar_power_plant | Global Solar Power Tracker - February 2026 |  | 不适用 | 运行参数继承参考Generators_data.csv的风电/光伏设定
3440 | XJ | 5 | 新疆 |  | Kunyu City | 大唐十四师二期60万千瓦光伏发电及配套15万千瓦60万千瓦时储能项目 | Xinjiang Kunyu (Datang/Xinjiang Corps) solar power plant | 2 | 光伏 | PV | 600 | operating | 2024 |  |  | 37.1590 | 79.5490 | L100000811371 | G100001020570 | https://www.gem.wiki/Xinjiang_Kunyu_(Datang/Xinjiang_Corps)_solar_power_plant | Global Solar Power Tracker - February 2026 |  | 不适用 | 运行参数继承参考Generators_data.csv的风电/光伏设定
3441 | XJ | 5 | 新疆 | Aksu Prefecture | Kuqa City | 库车轮台火光储多能互补(库车)550兆瓦发电项目 | Xinjiang Kuqa Fossil Fuel and Solar Integrated power plant | -- | 光伏 | PV | 550 | operating | 2023 | Huadian New Energy Group Co Ltd [100%] | Huadian Kuche New Energy | 41.7490 | 83.4980 | L100000811409 | G100000813899 | https://www.gem.wiki/Xinjiang_Kuche_Fossil_Fuel_and_Solar_Integrated_power_plant | Global Solar Power Tracker - February 2026 |  | 不适用 | 运行参数继承参考Generators_data.csv的风电/光伏设定
3442 | XJ | 5 | 新疆 | Aksu Prefecture | Kuqa City | 新疆库车绿氢示范项目 | Xinjiang Kuqa Green Hydrogen Demonstration solar farm | -- | 光伏 | PV | 300 | operating | 2023 | Sinopec XInxing Oil Co Ltd [100%] | Sinopec Xinxing Xinjiang Green Hydrogen | 41.7180 | 82.8650 | L100000828984 | G100000832740 | https://www.gem.wiki/Xinjiang_Kuqa_Green_Hydrogen_Demonstration_solar_farm | Global Solar Power Tracker - February 2026 |  | 不适用 | 运行参数继承参考Generators_data.csv的风电/光伏设定
3443 | XJ | 5 | 新疆 | Hotan Prefecture | Lop | 和田地区2022年新增光伏项目洛浦200MW光伏 | Xinjiang Lop (China Energy Investment) solar power plant | -- | 光伏 | PV | 200 | operating | 2023 | State Energy Investmeng Group Xinjiang Energy Co Ltd [90%]; China Anneng Group Number Engineering Bureau Co Ltd [5%]; Central Xinjiang Hesheng Silicon Enterprises Co Ltd [5%] | China Energy Investment Luopu Energy | 36.9790 | 80.3150 | L100000811411 | G100000813901 | https://www.gem.wiki/Xinjiang_Lop_(China_Energy_Investment)_solar_power_plant | Global Solar Power Tracker - February 2026 |  | 不适用 | 运行参数继承参考Generators_data.csv的风电/光伏设定
3444 | XJ | 5 | 新疆 | Hotan Prefecture | Lop | 中广核和田洛浦50万千瓦光伏治沙示范项目 | Xinjiang Lop (China Guangdong Nuclear) Desert Control solar farm | -- | 光伏 | PV | 500 | operating | 2025 | CGN New Energy Lop Co Ltd |  | 36.9140 | 80.4770 | L100001047438 | G100001053988 | https://www.gem.wiki/Xinjiang_Lop_(China_Guangdong_Nuclear)_Desert_Control_solar_farm | Global Solar Power Tracker - February 2026 |  | 不适用 | 运行参数继承参考Generators_data.csv的风电/光伏设定
3445 | XJ | 5 | 新疆 | Hotan Prefecture | Lop | 中广核新疆南疆清洁能源大基地洛浦100万千瓦光伏项目 | Xinjiang Lop (China Guangdong Nuclear) solar form | -- | 光伏 | PV | 1000 | operating | 2024 | China Guangdong Nuclear Solar Energy Development Co Ltd [100%] | China Guangdong Nuclear Solar Energy Tumushuke | 36.9760 | 80.0690 | L100000828986 | G100000832742 | https://www.gem.wiki/Xinjiang_Lop_(China_Guangdong_Nuclear)_solar_form | Global Solar Power Tracker - February 2026 |  | 不适用 | 运行参数继承参考Generators_data.csv的风电/光伏设定
3446 | XJ | 5 | 新疆 | Hotan Prefecture | Lop | 国家电投洛浦县200兆瓦光伏发电项目 | Xinjiang Lop (State Power Investment) 200 MW solar power plant | -- | 光伏 | PV | 200 | operating | 2023 | Xinjiang Silk Road Xuyuan New Energy Co Ltd; China Power Investment Xinjiang Energy and Chemical Group Hotan Co Ltd |  | 37.0180 | 80.2740 | L100000811412 | G100000813902 | https://www.gem.wiki/Xinjiang_Lop_(State_Power_Investment)_200_MW_solar_power_plant | Global Solar Power Tracker - February 2026 |  | 不适用 | 运行参数继承参考Generators_data.csv的风电/光伏设定
3447 | XJ | 5 | 新疆 | Hotan Prefecture | Lop | 国家电投新疆储能项目配套400MW光伏发电项目 | Xinjiang Lop (State Power Investment) 400 MW solar farm | -- | 光伏 | PV | 400 | operating | 2024 | Xinjiang Boyuan Energy Development Co Ltd; Hami Shengkun New Energy Co Ltd; Jinghe Xinhua New Energy Co Ltd; Bole Municipality New Energy Co Ltd; Silk Road Luopu New Energy Co Ltd; China Power Investment Xinjiang Energy and Chemical Industry Group Bozhou Co Ltd; State Energy Investment Bole Energy Co Ltd |  | 36.9980 | 80.3390 | L100000811414 | G100000813904 | https://www.gem.wiki/Xinjiang_Lop_(State_Power_Investment)_400_MW_solar_farm | Global Solar Power Tracker - February 2026 |  | 不适用 | 运行参数继承参考Generators_data.csv的风电/光伏设定
3448 | XJ | 5 | 新疆 | Hotan Prefecture | Lop | 华润电力新疆洛浦100MW/400MWh储能配套400MW光伏发电项目 | Xinjiang Lop China Resources solar power plant | 1 | 光伏 | PV | 400 | operating | 2023 | China Resources Power Investment LTD Northern Branch Co [100%] |  | 36.9980 | 80.3390 | L100000811413 | G100000813903 | https://www.gem.wiki/Xinjiang_Lop_China_Resources_solar_power_plant | Global Solar Power Tracker - February 2026 |  | 不适用 | 运行参数继承参考Generators_data.csv的风电/光伏设定
3449 | XJ | 5 | 新疆 | Hotan Prefecture | Lop |  | Xinjiang Lop China Resources solar power plant | 2 | 光伏 | PV | 400 | operating | 2024 |  |  | 36.9980 | 80.3390 | L100000811413 | G100001021135 | https://www.gem.wiki/Xinjiang_Lop_China_Resources_solar_power_plant | Global Solar Power Tracker - February 2026 |  | 不适用 | 运行参数继承参考Generators_data.csv的风电/光伏设定
3450 | XJ | 5 | 新疆 | Hotan Prefecture | Lop | 中电投新疆能源化工和田洛浦一期20MW光伏并网发电工程 | Xinjiang Lop CPI solar farm | 1 | 光伏 | PV | 20 | operating | 2013 | CPI Xinjiang Energy and Chemical Group Hetian Co Ltd [100%] | CPI Xinjiang Energy and Chemical Group Hetian CO LTD Luopu Photovoltaic Power Station | 37.0664 | 80.1779 | L100000803402 | G100000803910 | https://www.gem.wiki/Xinjiang_Lop_CPI_solar_farm | Global Solar Power Tracker - February 2026 |  | 不适用 | 运行参数继承参考Generators_data.csv的风电/光伏设定
3451 | XJ | 5 | 新疆 | Hotan Prefecture | Lop | 中电投新疆能源化工和田洛浦二期20MW光伏并网发电工程 | Xinjiang Lop CPI solar farm | 2 | 光伏 | PV | 20 | operating | 2013 | CPI Xinjiang Energy and Chemical Group Hetian Co Ltd [100%] | CPI Xinjiang Energy and Chemical Group Hetian CO LTD Luopu Photovoltaic Power Station | 37.0664 | 80.1779 | L100000803402 | G100000803911 | https://www.gem.wiki/Xinjiang_Lop_CPI_solar_farm | Global Solar Power Tracker - February 2026 |  | 不适用 | 运行参数继承参考Generators_data.csv的风电/光伏设定
3452 | XJ | 5 | 新疆 | Hotan Prefecture | Lop | 中电投新疆能源化工和田洛浦三期20MW光伏并网发电工程 | Xinjiang Lop CPI solar farm | 3 | 光伏 | PV | 20 | operating | 2015 | CPI Xinjiang Energy and Chemical Group Hetian Co Ltd [100%] | CPI Xinjiang Energy and Chemical Group Hetian CO LTD Luopu Photovoltaic Power Station | 37.0664 | 80.1779 | L100000803402 | G100000803912 | https://www.gem.wiki/Xinjiang_Lop_CPI_solar_farm | Global Solar Power Tracker - February 2026 |  | 不适用 | 运行参数继承参考Generators_data.csv的风电/光伏设定
3453 | XJ | 5 | 新疆 | Bayingolin AP | Luntai | 中核山东能源有限公司轮台20MW光伏发电项目 | Xinjiang Luntai (CNNC) solar farm | -- | 光伏 | PV | 20 | operating | 2020 | China National Nuclear Power Co Ltd [100%] | CNNC Shandong Energy | 41.8891 | 84.0012 | L100000811415 | G100000813905 | https://www.gem.wiki/Xinjiang_Luntai_(CNNC)_solar_farm | Global Solar Power Tracker - February 2026 |  | 不适用 | 运行参数继承参考Generators_data.csv的风电/光伏设定
3454 | XJ | 5 | 新疆 | Bayingolin AP | Luntai | 大唐轮台光伏电站10万千瓦光伏项目 | Xinjiang Luntai (Datang) solar farm | -- | 光伏 | PV | 100 | operating | 2025 | South Xinjiang Branch of Datang Xinjiang Power Generation Co Ltd |  | 41.9610 | 85.1720 | L100001047541 | G100001054131 | https://www.gem.wiki/Xinjiang_Luntai_(Datang)_solar_farm | Global Solar Power Tracker - February 2026 |  | 不适用 | 运行参数继承参考Generators_data.csv的风电/光伏设定
3455 | XJ | 5 | 新疆 | Bayingolin AP | Luntai | 库车轮台火光储多能互补项目轮台10万千瓦光伏发电项目 | Xinjiang Luntai Thermal/Solar Integrated Project Luntai solar power plant | -- | 光伏 | PV | 100 | operating | 2023 | Huadian Xinjiang Power Generation Co Ltd [100%] | Huadian Luntai Thermal Power | 41.7681 | 84.6148 | L100000811416 | G100000813906 | https://www.gem.wiki/Xinjiang_Luntai_Thermal/Solar_Integrated_Project_Luntai_solar_power_plant | Global Solar Power Tracker - February 2026 |  | 不适用 | 运行参数继承参考Generators_data.csv的风电/光伏设定
3456 | XJ | 5 | 新疆 | Bayingolin AP | Yanqi AC | 库车轮台火光储多能互补项目焉耆20万千瓦光伏发电项目, 华电新疆焉耆40万千瓦光伏项目 | Xinjiang Luntai Thermal/Solar Integrated Project Yanqi solar power plant | 1 | 光伏 | PV | 200 | operating | 2023 | Huadian Xinjiang Power Generation Co Ltd [100%] | Huadian Luntai Thermal Power | 42.1110 | 86.0986 | L100000811417 | G100000813907 | https://www.gem.wiki/Xinjiang_Luntai_Thermal/Solar_Integrated_Project_Yanqi_solar_power_plant | Global Solar Power Tracker - February 2026 |  | 不适用 | 运行参数继承参考Generators_data.csv的风电/光伏设定
3457 | XJ | 5 | 新疆 | Bayingolin AP | Yanqi AC | 库车轮台火光储多能互补项目焉耆20万千瓦光伏发电项目, 华电新疆焉耆40万千瓦光伏项目 | Xinjiang Luntai Thermal/Solar Integrated Project Yanqi solar power plant | 2 | 光伏 | PV | 200 | operating | 2023 | Huadian Xinjiang Power Generation Co Ltd [100%] | Huadian Luntai Thermal Power | 42.1110 | 86.0986 | L100000811417 | G100000813908 | https://www.gem.wiki/Xinjiang_Luntai_Thermal/Solar_Integrated_Project_Yanqi_solar_power_plant | Global Solar Power Tracker - February 2026 |  | 不适用 | 运行参数继承参考Generators_data.csv的风电/光伏设定
3458 | XJ | 5 | 新疆 | Kashgar Prefecture | Makit | 恒基伟业喀什麦盖提20兆瓦光伏并网发电项目 | Xinjiang Maigaiti Hengji Weiye solar farm | -- | 光伏 | PV | 20 | operating | 2016 | Xinhua Power Development Investment Co Ltd [100%] | Maigaiti Hengji Weiye Photovoltaic Power | 38.8977 | 77.6422 | L100000803065 | G100000803554 | https://www.gem.wiki/Xinjiang_Maigaiti_Hengji_Weiye_solar_farm | Global Solar Power Tracker - February 2026 |  | 不适用 | 运行参数继承参考Generators_data.csv的风电/光伏设定
3459 | XJ | 5 | 新疆 | Kashgar Prefecture | Makit | 中电智慧喀什地区麦盖提县50万千瓦光伏项目 | Xinjiang Makit (China Electronics) solar farm | -- | 光伏 | PV | 500 | operating | 2025 | China Electronic Intelligent Fund Management Co Ltd [100%] |  | 38.6137 | 77.8698 | L100000828987 | G100000832743 | https://www.gem.wiki/Xinjiang_Maigaiti_(China_Electronics)_solar_farm | Global Solar Power Tracker - February 2026 |  | 不适用 | 运行参数继承参考Generators_data.csv的风电/光伏设定
3460 | XJ | 5 | 新疆 | Kashgar | Makit | 陕投麦盖提县50万千瓦光伏治沙发电项目 | Xinjiang Makit (Shaanxi Investment) Desert Control solar farm | -- | 光伏 | PV | 500 | operating | 2025 | Shaanxi Investment Makit New Energy Co Ltd |  | 38.7530 | 77.8440 | L100001025594 | G100001030289 | https://www.gem.wiki/Xinjiang_Makit_(Shaanxi_Investment)_Desert_Control_solar_farm | Global Solar Power Tracker - February 2026 |  | 不适用 | 运行参数继承参考Generators_data.csv的风电/光伏设定
3461 | XJ | 5 | 新疆 | Kashgar Prefecture | Makit | 麦盖提金坛正信新能源喀什20MW光伏并网发电工程 | Xinjiang Makit Zhengxin solar farm | -- | 光伏 | PV | 20 | operating | 2014 | Xinjiang Silk Road Runyuan New Energy Co Ltd [100%] | Maigaiti Jintan Zhengxin New Energy Technology | 38.9006 | 77.6465 | L100000803341 | G100000803847 | https://www.gem.wiki/Xinjiang_Makit_Zhengxin_solar_farm | Global Solar Power Tracker - February 2026 |  | 不适用 | 运行参数继承参考Generators_data.csv的风电/光伏设定
3462 | XJ | 5 | 新疆 | Changji AP | Manas | 国投玛纳斯县 10 万千瓦/40 万千瓦时储能配套 40 万千瓦光伏 | Xinjiang Manas (State Development Investment) 400 MW solar power plant | -- | 光伏 | PV | 400 | operating | 2025 | State Development Investment Xinjiang New Energy Co Ltd [100%] |  | 44.7591 | 86.0663 | L100000811422 | G100000813913 | https://www.gem.wiki/Xinjiang_Manasi_(State_Development_Investment)_400_MW_solar_power_plant | Global Solar Power Tracker - February 2026 |  | 不适用 | 运行参数继承参考Generators_data.csv的风电/光伏设定
3463 | XJ | 5 | 新疆 | Changji AP | Manas | 新疆天富能源新疆兵团光伏并网电站20.0MW发电工程 | Xinjiang Manas Tianfu solar farm | -- | 光伏 | PV | 20 | operating | 2015 | Xinjiang Tianfu Energy Co Ltd [100%] | Xinjiang Tianfu Energy | 44.2898 | 86.2101 | L100000803373 | G100000803880 | https://www.gem.wiki/Xinjiang_Manas_Tianfu_solar_farm | Global Solar Power Tracker - February 2026 |  | 不适用 | 运行参数继承参考Generators_data.csv的风电/光伏设定
3464 | XJ | 5 | 新疆 | Ürümqi | Midong District | 国能米东区60万千瓦光伏发电项目, 国能米东区60万千瓦光伏发电项目 | Xinjiang Midong Beishawo (China Energy Investment) solar farm | 1 | 光伏 | PV | 310 | operating | 2025 | China Energy Investment Group Xinjiang Energy Co Ltd [100%] | China Energy Investment Urumqi Photovoltaic Power Generation | 44.6200 | 87.6551 | L100000828994 | G100000832750 | https://www.gem.wiki/Xinjiang_Midong_Beishawo_(China_Energy_Investment)_solar_farm | Global Solar Power Tracker - February 2026 |  | 不适用 | 运行参数继承参考Generators_data.csv的风电/光伏设定
3465 | XJ | 5 | 新疆 | Changji AP | Mori | 昌吉绿能新能源有限公司125MW光伏项目 | Xinjiang Mori (China Coal) solar farm | -- | 光伏 | PV | 125 | operating | 2025 | Xinjiang Changji Lüneng New Energy Co Ltd |  | 44.0450 | 90.3599 | L100001080955 | G100001090964 | https://www.gem.wiki/Xinjiang_Mori_(China_Coal)_solar_farm | Global Solar Power Tracker - February 2026 |  | 不适用 | 运行参数继承参考Generators_data.csv的风电/光伏设定
3466 | XJ | 5 | 新疆 | Changji AP | Mori | 新疆华电凯升木垒光伏园区250MW光伏发电项目 | Xinjiang Mori (Huadian Kaisheng) renewables complex solar farm | -- | 光伏 | PV | 250 | operating | 2025 | Xinjiang Huadian Kaisheng New Energy Development Co Ltd |  | 43.9990 | 90.3380 | L100001048299 | G100001055433 | https://www.gem.wiki/Xinjiang_Mori_(Huadian_Kaisheng)_renewables_complex_solar_farm | Global Solar Power Tracker - February 2026 |  | 不适用 | 运行参数继承参考Generators_data.csv的风电/光伏设定
3467 | XJ | 5 | 新疆 | Changji AP | Mori | 华电木垒储能100万千瓦风光电综合能源示范项目 | Xinjiang Mori (Huadian) Integrated Wind/Solar/Storage complex | -- | 光伏 | PV | 400 | operating | 2025 |  | Huadian Fuxin New Energy Xinjiang Mulei Energy | 43.8320 | 90.2925 | L100000827423 | G100000830908 | https://www.gem.wiki/Xinjiang_Mulei_(Huadian)_Integrated_Wind/Solar/Storage_complex | Global Solar Power Tracker - February 2026 |  | 不适用 | 运行参数继承参考Generators_data.csv的风电/光伏设定
3468 | XJ | 5 | 新疆 | Changji AP | Mori | 陕投木垒12.5万千瓦光伏项目 | Xinjiang Mori (Shaanxi Investment) solar farm | -- | 光伏 | PV | 125 | operating | 2025 | Xinjiang Shaanxi Investment New Energy Co Ltd |  | 44.5670 | 91.1380 | L100001049577 | G100001057199 | https://www.gem.wiki/Xinjiang_Mori_(Shaanxi_Investment)_solar_farm | Global Solar Power Tracker - February 2026 |  | 不适用 | 运行参数继承参考Generators_data.csv的风电/光伏设定
3469 | XJ | 5 | 新疆 | Changji AP | Mori | 特变电工昌吉州木垒一期20兆瓦光伏并网发电项目 | Xinjiang Mori Huadian solar farm | 1 | 光伏 | PV | 20 | operating | 2013 | Huadian Fuxin Energy Development Co Ltd. [100%] | Huadian Fuxin Xinjiang Mulei Energy | 43.8318 | 90.2871 | L100000803404 | G100000803915 | https://www.gem.wiki/Xinjiang_Mori_Huadian_solar_farm | Global Solar Power Tracker - February 2026 |  | 不适用 | 运行参数继承参考Generators_data.csv的风电/光伏设定
3470 | XJ | 5 | 新疆 | Changji AP | Mori | 凯升木垒光伏园区100MWp光伏发电项目 | Xinjiang Mori Kaisheng solar farm | -- | 光伏 | PV | 100 | operating | 2019 | Huadian New Energy Group Co Ltd [100%] | Mulei Kaisheng New Energy Development | 43.8332 | 90.2839 | L100000803108 | G100000803598 | https://www.gem.wiki/Xinjiang_Mori_Kaisheng_solar_farm | Global Solar Power Tracker - February 2026 |  | 不适用 | 运行参数继承参考Generators_data.csv的风电/光伏设定
3471 | XJ | 5 | 新疆 | Hotan Prefecture | Karakax (Moyu) | 和田地区2022年新增光伏项目墨玉150MW光伏 | Xinjiang Moyu (China Energy Investment) solar power plant | -- | 光伏 | PV | 150 | operating | 2023 | State Energy Investmeng Group Xinjiang Energy Co Ltd [90%]; China Anneng Group Number Engineering Bureau Co Ltd [5%]; Central Xinjiang Hesheng Silicon Enterprises Co Ltd [5%] | China Energy Investment Moyu Energy | 37.1570 | 79.4730 | L100000811423 | G100000813914 | https://www.gem.wiki/Xinjiang_Moyu_(China_Energy_Investment)_solar_power_plant | Global Solar Power Tracker - February 2026 |  | 不适用 | 运行参数继承参考Generators_data.csv的风电/光伏设定
3472 | XJ | 5 | 新疆 | Changji AP | Mori | 华电昌吉木垒105万千万风光基地 | Xinjiang Mulei (Huadian) wind and solar base | -- | 光伏 | PV | 250 | operating | 2023 | Huadian New Energy Group Co Ltd [100%] | Xinjiang Huadian Mulei New Energy | 43.8653 | 90.3167 | L100000827424 | G100000830909 | https://www.gem.wiki/Xinjiang_Mulei_(Huadian)_wind_and_solar_base | Global Solar Power Tracker - February 2026 |  | 不适用 | 运行参数继承参考Generators_data.csv的风电/光伏设定
3473 | XJ | 5 | 新疆 | Changji AP | Mori | 昌吉国投木垒县12.5万千瓦/50万千瓦时储能+50万千瓦风光同场项目 | Xinjiang Mulei (State Development Investment) Wind/Photovoltaic solar farm | -- | 光伏 | PV | 200 | operating |  | Changji State-owned Assets Investment Management Group Co Ltd [100%] | Changji State-owned Assets Investment Management Group | 43.8318 | 90.2871 | L100000811426 | G100000813917 | https://www.gem.wiki/Xinjiang_Mulei_(State_Development_Investment)_Wind/Photovoltaic_solar_farm | Global Solar Power Tracker - February 2026 |  | 不适用 | 运行参数继承参考Generators_data.csv的风电/光伏设定
3474 | XJ | 5 | 新疆 | Changji AP | Mori | 新疆采田丝路木垒光伏园区100MWp光伏发电项目 | Xinjiang Mulei Caitian Silk Road solar farm | -- | 光伏 | PV | 100 | operating | 2019 | Jinkai New Energy Technology Co Ltd [100%] | Mulei Caitian Silk Road Solar Power Generation | 43.8332 | 90.2839 | L100000803105 | G100000803595 | https://www.gem.wiki/Xinjiang_Mulei_Caitian_Silk_Road_solar_farm | Global Solar Power Tracker - February 2026 |  | 不适用 | 运行参数继承参考Generators_data.csv的风电/光伏设定
3475 | XJ | 5 | 新疆 | Changji AP | Mori | 昌盛日电木垒光伏园区100MWp光伏发电项目 | Xinjiang Mulei Changsheng Ridian solar farm | -- | 光伏 | PV | 100 | operating | 2019 | Qingdao Changsheng Ridian Solar Technology Co Ltd [51%]; Qingdao Chengtou New Energy Investment Co Ltd [49%] | Mulei Changsheng Solar Energy Technology | 43.8332 | 90.2839 | L100000803104 | G100000803594 | https://www.gem.wiki/Xinjiang_Mulei_Changsheng_Ridian_solar_farm | Global Solar Power Tracker - February 2026 |  | 不适用 | 运行参数继承参考Generators_data.csv的风电/光伏设定
3476 | XJ | 5 | 新疆 | Changji AP | Mori | 恒动木垒光伏园区100MWp光伏发电项目 | Xinjiang Mulei Hengdong solar farm | -- | 光伏 | PV | 100 | operating | 2019 | Qingdao Chengtou New Energy Investment Co Ltd [100%] | Xinjiang Hengdong Wind Energy | 43.8332 | 90.2839 | L100000803106 | G100000803596 | https://www.gem.wiki/Xinjiang_Mulei_Hengdong_solar_farm | Global Solar Power Tracker - February 2026 |  | 不适用 | 运行参数继承参考Generators_data.csv的风电/光伏设定
3477 | XJ | 5 | 新疆 | Changji AP | Mori | 特变电工木垒光伏园区100MWp光伏发电项目 | Xinjiang Mulei Jiarui Guangsheng solar farm | -- | 光伏 | PV | 100 | operating | 2019 | Qingdao Chengtou New Energy Investment Co Ltd [100%] | Mulei County Jiarui Guangsheng Power Generation | 43.8332 | 90.2839 | L100000803107 | G100000803597 | https://www.gem.wiki/Xinjiang_Mulei_Jiarui_Guangsheng_solar_farm | Global Solar Power Tracker - February 2026 |  | 不适用 | 运行参数继承参考Generators_data.csv的风电/光伏设定
3478 | XJ | 5 | 新疆 | Changji AP | Mori | 晶恒新能源木垒光伏园区100MWp光伏发电项目 | Xinjiang Mulei Jingheng solar farm | -- | 光伏 | PV | 100 | operating | 2018 | Bairui Trust Co Ltd [100%] | Mulei Jingheng New Energy Development | 43.8332 | 90.2839 | L100000803109 | G100000803599 | https://www.gem.wiki/Xinjiang_Mulei_Jingheng_solar_farm | Global Solar Power Tracker - February 2026 |  | 不适用 | 运行参数继承参考Generators_data.csv的风电/光伏设定
3479 | XJ | 5 | 新疆 | Changji AP | Mori | 天辉木垒光伏园区100MWp光伏发电项目 | Xinjiang Mulei Tianhui solar farm | -- | 光伏 | PV | 100 | operating | 2019 | Jinkai New Energy Technology Co Ltd [100%] | Mulei Tianhui Photovoltaic Power Generation | 43.8332 | 90.2839 | L100000803110 | G100000803600 | https://www.gem.wiki/Xinjiang_Mulei_Tianhui_solar_farm | Global Solar Power Tracker - February 2026 |  | 不适用 | 运行参数继承参考Generators_data.csv的风电/光伏设定
3480 | XJ | 5 | 新疆 | Ili AP | Nilka | 伊犁尼勒克县大唐60MW光伏发电项目 | Xinjiang Nileke Wuzan (Datang) solar farm | -- | 光伏 | PV | 60 | operating | 2020 | Datang Xinjiang Power Generation Co Ltd [100%] | Datang Xinjiang Clean Energy | 43.8005 | 82.4990 | L100000811430 | G100000813921 | https://www.gem.wiki/Xinjiang_Nileke_Wuzan_(Datang)_solar_farm | Global Solar Power Tracker - February 2026 |  | 不适用 | 运行参数继承参考Generators_data.csv的风电/光伏设定
3481 | XJ | 5 | 新疆 | Ili AP | Nilka | 尼勒克县8万千瓦光伏发电项目 | Xinjiang Nilka (China Energy Investment) solar farm | -- | 光伏 | PV | 80 | operating | 2023 | China Energy Investment Group Xinjiang Jilintai Hydropower Development Co Ltd |  | 43.9140 | 82.0250 | L100001000481 | G100001000748 | https://www.gem.wiki/Xinjiang_Nilka_(China_Energy_Investment)_solar_farm | Global Solar Power Tracker - February 2026 |  | 不适用 | 运行参数继承参考Generators_data.csv的风电/光伏设定
3482 | XJ | 5 | 新疆 | Ili AP | Nilka | 中绿电尼勒克县400万千瓦风电光伏一体化项目 | Xinjiang Nilka (China Green Power) wind and solar farm | 1 | 光伏 | PV | 2000 | operating | 2024 | Tianjin China Green Power Investment Co Ltd [100%] | Nilka China Green Power New Energy | 43.8410 | 82.6540 | L100000828997 | G100000832755 | https://www.gem.wiki/Xinjiang_Nilka_(China_Green_Power)_wind_and_solar_farm | Global Solar Power Tracker - February 2026 |  | 不适用 | 运行参数继承参考Generators_data.csv的风电/光伏设定
3483 | XJ | 5 | 新疆 | Ili AP | Nilka |  | Xinjiang Nilka (China Green Power) wind and solar farm | 2 | 光伏 | PV | 1000 | operating | 2024 |  |  | 43.8410 | 82.6540 | L100000828997 | G100001006801 | https://www.gem.wiki/Xinjiang_Nilka_(China_Green_Power)_wind_and_solar_farm | Global Solar Power Tracker - February 2026 |  | 不适用 | 运行参数继承参考Generators_data.csv的风电/光伏设定
3484 | XJ | 5 | 新疆 | Ili AP | Nilka | 尼勒克县100万千瓦多能互补光伏+储能项目一期 | Xinjiang Nilka County Solar and Storage solar project | 1 | 光伏 | PV | 430 | operating | 2024 | unknown [2%]; China Anneng Construction Group Co Ltd [8%]; Guodian Power Development Shareholding Co Ltd [73%]; Xinjiang Investment Development (Group) Co Ltd [15%] | China Energy Investment Group Xinjiang Jilintai Hydropower Development | 43.8690 | 82.1810 | L100000811429 | G100000813920 | https://www.gem.wiki/Xinjiang_Nilka_County_Solar_and_Storage_solar_project | Global Solar Power Tracker - February 2026 |  | 不适用 | 运行参数继承参考Generators_data.csv的风电/光伏设定
3485 | XJ | 5 | 新疆 | Ili AP | Nilka | 尼勒克县100万千瓦多能互补光伏+储能项目二期 | Xinjiang Nilka County Solar and Storage solar project | 2 | 光伏 | PV | 300 | operating | 2024 | Xinjiang Investment Development (Group) Co Ltd [15%]; unknown [2%]; China Anneng Construction Group Co Ltd [8%]; Guodian Power Development Shareholding Co Ltd [73%] | China Energy Investment Group Xinjiang Jilintai Hydropower Development | 43.8690 | 82.1810 | L100000811429 | G100000832753 | https://www.gem.wiki/Xinjiang_Nilka_County_Solar_and_Storage_solar_project | Global Solar Power Tracker - February 2026 |  | 不适用 | 运行参数继承参考Generators_data.csv的风电/光伏设定
3486 | XJ | 5 | 新疆 | Hotan Prefecture | Pishan | 华润和田皮山40万千瓦光伏项目 | Xinjiang Pishan (China Resources) solar farm | -- | 光伏 | PV | 400 | operating | 2024 | China Resources New Energy (Pishan) Co Ltd |  | 37.4911 | 78.2773 | L100001018843 | G100001021134 | https://www.gem.wiki/Xinjiang_Pishan_(China_Resources)_solar_farm | Global Solar Power Tracker - February 2026 |  | 不适用 | 运行参数继承参考Generators_data.csv的风电/光伏设定
3487 | XJ | 5 | 新疆 | Hotan Prefecture | Pishan | 清源十四师皮山农场（一期）20兆瓦并网光伏电站项目 | Xinjiang Pishan Farm Qingyuan solar farm | 1 | 光伏 | PV | 20 | operating | 2016 | Qingyuan Technology (Xiamen) Co Ltd [100%] | Pishan Qingyuan New Energy | 37.6780 | 78.4876 | L100000803095 | G100000803585 | https://www.gem.wiki/Xinjiang_Pishan_Farm_Qingyuan_solar_farm | Global Solar Power Tracker - February 2026 |  | 不适用 | 运行参数继承参考Generators_data.csv的风电/光伏设定
3488 | XJ | 5 | 新疆 | Hotan Prefecture | Pishan | 日升电力十四师皮山农场20兆瓦并网光伏电站项目 | Xinjiang Pishan Farm Risheng solar farm | -- | 光伏 | PV | 20 | operating | 2016 | Xinjiang Wind Energy Co Ltd [100%] | Pishan Risheng Power Development | 37.7023 | 78.4491 | L100000803103 | G100000803593 | https://www.gem.wiki/Xinjiang_Pishan_Farm_Risheng_solar_farm | Global Solar Power Tracker - February 2026 |  | 不适用 | 运行参数继承参考Generators_data.csv的风电/光伏设定
3489 | XJ | 5 | 新疆 | Ili AP | Qapqal | 察布查尔县25万千瓦/100万千瓦时全钒液流电池储能+100万千瓦市场化并网光伏发电项目 | Xinjiang Qapqal solar/storage farm | 1 | 光伏 | PV | 300 | operating | 2024 | China Energy Conservation Solar Energy Co Ltd [100%] | China Energy Conservation (Chabuchaer) Solar Technology | 43.6910 | 81.1360 | L100000828957 | G100000832708 | https://www.gem.wiki/Xinjiang_Chabuchaer_solar/storage_farm | Global Solar Power Tracker - February 2026 |  | 不适用 | 运行参数继承参考Generators_data.csv的风电/光伏设定
3490 | XJ | 5 | 新疆 | Bayingolin AP | Qiemo | 塔中西部油田且末县10万千瓦光伏 | Xinjiang Qiemo (Tarim Oil) solar power plant | -- | 光伏 | PV | 100 | operating | 2023 | Xinjiang Tarim Central and Western Region Oilfield Co Ltd; Xi'an LONGi Clean Energy Co Ltd |  | 38.1443 | 85.5273 | L100000811431 | G100000813922 | https://www.gem.wiki/Xinjiang_Qiemo_(Tarim_Oil)_solar_power_plant | Global Solar Power Tracker - February 2026 |  | 不适用 | 运行参数继承参考Generators_data.csv的风电/光伏设定
3491 | XJ | 5 | 新疆 | Bayingolin AP | Qiemo | 通威太阳能且末巴州20.0MW光伏并网发电工程 | Xinjiang Qiemo Tongwei solar farm | -- | 光伏 | PV | 20 | operating | 2014 | Shanghai Shunneng Investment Co Ltd [100%] | Tongwei Solar Energy | 38.1443 | 85.5273 | L100000803322 | G100000803828 | https://www.gem.wiki/Xinjiang_Qiemo_Tongwei_solar_farm | Global Solar Power Tracker - February 2026 |  | 不适用 | 运行参数继承参考Generators_data.csv的风电/光伏设定
3492 | XJ | 5 | 新疆 | Turpan | Gaochang District | 吐鲁番自然天成七泉湖光伏一期项目（20MWp） | Xinjiang Qiquanhu Ziran Tiancheng solar farm | 1 | 光伏 | PV | 20 | operating | 2016 | Zhejiang Liansheng Hezhong New Energy Co Ltd [100%] | Turpan Ziran Tiancheng Energy Development | 43.1504 | 89.4806 | L100000803101 | G100000803591 | https://www.gem.wiki/Xinjiang_Qiquanhu_Ziran_Tiancheng_solar_farm | Global Solar Power Tracker - February 2026 |  | 不适用 | 运行参数继承参考Generators_data.csv的风电/光伏设定
3493 | XJ | 5 | 新疆 | Hotan Prefecture | Qira | 中广核和田策勒80万千瓦光伏治沙项目 | Xinjiang Qira (China Guangdong Nuclear) Desert Control solar farm | -- | 光伏 | PV | 800 | operating | 2026 | CGN New Energy Lop Co Ltd |  | 36.8880 | 80.7130 | L100001020794 | G100001023743 | https://www.gem.wiki/Xinjiang_Qira_(CGN)_solar_farm | Global Solar Power Tracker - February 2026 |  | 不适用 | 运行参数继承参考Generators_data.csv的风电/光伏设定
3494 | XJ | 5 | 新疆 | Changji AP | Qitai | 昌吉亿晶光伏科技有限公司奇台县 20 万千瓦（一期, 二期）光伏项目 | Xinjiang Qitai County Yijing solar power plant | 1.2 | 光伏 | PV | 200 | operating | 2020 | Beijing United Rongbang New Energy Technology Co Ltd [100%] | Changji Yijing Photovoltaic Technology | 44.4254 | 89.8779 | L100000811432 | G100000813923 | https://www.gem.wiki/Xinjiang_Qitai_County_Yijing_solar_power_plant | Global Solar Power Tracker - February 2026 |  | 不适用 | 运行参数继承参考Generators_data.csv的风电/光伏设定
3495 | XJ | 5 | 新疆 | Changji AP | Qitai | 新疆立新能源奇台县7.5万千瓦/30万千瓦时储能+30万千瓦（风光同场） | Xinjiang Qitai Lixin Integrated Wind/Photovoltaic solar power plant | -- | 光伏 | PV | 100 | operating | 2026 | Xinjiang Lixin Energy Co Ltd [100%] |  | 44.4254 | 89.8779 | L100000811434 | G100000813925 | https://www.gem.wiki/Xinjiang_Qitai_Lixin_Integrated_Wind/Photovoltaic_solar_power_plant | Global Solar Power Tracker - February 2026 |  | 不适用 | 运行参数继承参考Generators_data.csv的风电/光伏设定
3496 | XJ | 5 | 新疆 | Changji AP | Qitai | 国投奇台县180万千瓦风光氢储一体化项目 | Xinjiang Qitai Wind/Solar/Hydrogen/Storage solar projet | -- | 光伏 | PV | 200 | operating | 2025 |  | Changji State Development Investment Qixin Energy | 44.0198 | 89.6367 | L100000827425 | G100000830910 | https://www.gem.wiki/Xinjiang_Qitai_Wind/Solar/Hydrogen/Storage_solar_projet | Global Solar Power Tracker - February 2026 |  | 不适用 | 运行参数继承参考Generators_data.csv的风电/光伏设定
3497 | XJ | 5 | 新疆 | Changji AP | Qitai | 准东新特硅基绿色低碳硅基产业园示范项目1GW光伏及配套储能项目 | Xinjiang Qitai Xinte Industrial Park Green Decarbonization solar farm | 1 | 光伏 | PV | 200 | operating | 2025 | Changji Shengding New Energy Power Generation |  | 44.0210 | 89.4360 | L100001020223 | G100001070463 | https://www.gem.wiki/Xinjiang_Qitai_Xinte_Industrial_Park_Green_Decarbonization_solar_farm | Global Solar Power Tracker - February 2026 |  | 不适用 | 运行参数继承参考Generators_data.csv的风电/光伏设定
3498 | XJ | 5 | 新疆 | Bayingolin AP | Ruoqiang | 中绿电若羌400万千瓦光伏项目 | Xinjiang Ruoqiang (China Green Power) solar farm | -- | 光伏 | PV | 4000 | operating | 2024 | Tianjin China Green Power Investment Co Ltd [100%] | Ruoqiang China Green Power New Energy | 38.9240 | 88.9420 | L100000828998 | G100000832756 | https://www.gem.wiki/Xinjiang_Ruoqiang_(China_Green_Power)_solar_farm | Global Solar Power Tracker - February 2026 |  | 不适用 | 运行参数继承参考Generators_data.csv的风电/光伏设定
3499 | XJ | 5 | 新疆 | Bayingolin AP | Ruoqiang | 国综能源新疆若羌县100兆瓦光伏和储设施项目 | Xinjiang Ruoqiang (Guozong Energy) solar farm | -- | 光伏 | PV | 100 | operating | 2021 | State Grid Integrated Energy Service Group Co Ltd [100%] |  | 38.3936 | 90.1597 | L100000827426 | G100000830911 | https://www.gem.wiki/Xinjiang_Ruoqiang_(Guozong_Energy)_solar_farm | Global Solar Power Tracker - February 2026 |  | 不适用 | 运行参数继承参考Generators_data.csv的风电/光伏设定
3500 | XJ | 5 | 新疆 | Bayingolin AP | Ruoqiang | 国信阳光若羌县20兆瓦光伏并网发电项目 | Xinjiang Ruoqiang Guoxin solar farm | -- | 光伏 | PV | 20 | operating | 2015 | KuangDa New Energy Investment Co Ltd [100%] | Ruoqiang County Guoxin Sun Power | 39.0242 | 88.1669 | L100000802608 | G100000803078 | https://www.gem.wiki/Xinjiang_Ruoqiang_Guoxin_solar_farm | Global Solar Power Tracker - February 2026 |  | 不适用 | 运行参数继承参考Generators_data.csv的风电/光伏设定
3501 | XJ | 5 | 新疆 | Kashgar Prefecture | Yarkant (Shache) | 国家电投莎车100兆瓦光伏并网发电和储能项目 | Xinjiang Shache (State Power Investment) solar power plant | 1 | 光伏 | PV | 100 | operating | 2022 | State Power Investment Group Xinjiang Energy and Chemical Co Ltd [100%] | Xinjiang Silk Road Zeyuan New Energy | 37.9850 | 76.8646 | L100000811437 | G100000813930 | https://www.gem.wiki/Xinjiang_Shache_(State_Power_Investment)_solar_power_plant | Global Solar Power Tracker - February 2026 |  | 不适用 | 运行参数继承参考Generators_data.csv的风电/光伏设定
3502 | XJ | 5 | 新疆 | Kashgar Prefecture | Yarkant (Shache) | 国家电投莎车100兆瓦光伏并网发电和储能项目 | Xinjiang Shache (State Power Investment) solar power plant | 2 | 光伏 | PV | 100 | operating | 2023 | State Power Investment Group Xinjiang Energy and Chemical Co Ltd [100%] | Xinjiang Silk Road Zeyuan New Energy | 37.9850 | 76.8646 | L100000811437 | G100000832757 | https://www.gem.wiki/Xinjiang_Shache_(State_Power_Investment)_solar_power_plant | Global Solar Power Tracker - February 2026 |  | 不适用 | 运行参数继承参考Generators_data.csv的风电/光伏设定
3503 | XJ | 5 | 新疆 | Kashgar Prefecture | Yarkant (Shache) | 新尚能源莎车100MW光伏储能电站 | Xinjiang Shache (Xinshang Energy) solar and storage farm | -- | 光伏 | PV | 100 | operating | 2022 | TBEA Xinjiang New Energy Co Ltd [100%] |  | 38.4102 | 77.2457 | L100000827427 | G100000830913 | https://www.gem.wiki/Xinjiang_Shache_(Xinshang_Energy)_solar_and_storage_farm | Global Solar Power Tracker - February 2026 |  | 不适用 | 运行参数继承参考Generators_data.csv的风电/光伏设定
3504 | XJ | 5 | 新疆 | Kashgar Prefecture | Yarkant (Shache) | 浙江新能源投资莎车100兆瓦光伏并网发电和储能项目 | Xinjiang Shache (Zhejiang New Energy) solar power plant | -- | 光伏 | PV | 100 | operating | 2024 | Zhejiang New Energy Investment Group Co Ltd; State Power Grid Xinjiang Comprehensive Energy Service Co Ltd |  | 38.3446 | 77.0340 | L100000811438 | G100000813931 | https://www.gem.wiki/Xinjiang_Shache_(Zhejiang_New_Energy)_solar_power_plant | Global Solar Power Tracker - February 2026 |  | 不适用 | 运行参数继承参考Generators_data.csv的风电/光伏设定
3505 | XJ | 5 | 新疆 | Kashgar Prefecture | Yarkant (Shache) | 新华水电莎车县20万千瓦（80万千瓦时）配套储能和80万千瓦市场化并网光伏 | Xinjiang Shache 800 MW Storage and solar power complex | -- | 光伏 | PV | 800 | operating | 2023 | Shaanxi Xinhua Water Resources and Hydropower Investment Co Ltd [100%] | Xinhua (Shache) Power Investment | 38.3446 | 77.0340 | L100000811439 | G100000813932 | https://www.gem.wiki/Xinjiang_Shache_800_MW_Storage_and_solar_power_complex | Global Solar Power Tracker - February 2026 |  | 不适用 | 运行参数继承参考Generators_data.csv的风电/光伏设定
3506 | XJ | 5 | 新疆 | Kashgar Prefecture | Yarkant (Shache) | 华电莎车100兆瓦光伏发电项目 | Xinjiang Shache Huadian solar power plant | -- | 光伏 | PV | 100 | operating | 2022 | Huadian New Energy Group Co Ltd [100%] | Xinjiang Huadian Shache New Energy | 37.9850 | 76.8646 | L100000811440 | G100000813933 | https://www.gem.wiki/Xinjiang_Shache_Huadian_solar_power_plant | Global Solar Power Tracker - February 2026 |  | 不适用 | 运行参数继承参考Generators_data.csv的风电/光伏设定
3507 | XJ | 5 | 新疆 | Kashgar Prefecture | Yarkant (Shache) | 新疆莎车县光储一体化项目, 新疆莎车县光储一体化项目 | Xinjiang Shache Solar and Storage (Guangdong Energy) complex | 1 | 光伏 | PV | 500 | operating | 2023 |  | Guangdong Power Shache Comprehensive Energy Development | 38.2663 | 76.8605 | L100000827428 | G100000830914 | https://www.gem.wiki/Xinjiang_Shache_Solar_and_Storage_(Guangdong_Energy)_complex | Global Solar Power Tracker - February 2026 |  | 不适用 | 运行参数继承参考Generators_data.csv的风电/光伏设定
3508 | XJ | 5 | 新疆 | Kashgar Prefecture | Yarkant (Shache) | 新疆莎车县光储一体化项目 | Xinjiang Shache Solar and Storage (Guangdong Energy) complex | 2.1 | 光伏 | PV | 350 | operating | 2024 |  |  | 38.2660 | 76.8610 | L100000827428 | G100001048526 | https://www.gem.wiki/Xinjiang_Shache_Solar_and_Storage_(Guangdong_Energy)_complex | Global Solar Power Tracker - February 2026 |  | 不适用 | 运行参数继承参考Generators_data.csv的风电/光伏设定
3509 | XJ | 5 | 新疆 | Kashgar Prefecture | Yarkant (Shache) | 新疆莎车县光储一体化项目二期, 新疆莎车县光储一体化项目 | Xinjiang Shache Solar and Storage (Guangdong Energy) complex | 2.2 | 光伏 | PV | 300 | operating | 2024 |  | Guangdong Power Shache Comprehensive Energy Development | 38.2660 | 76.8610 | L100000827428 | G100000832758 | https://www.gem.wiki/Xinjiang_Shache_Solar_and_Storage_(Guangdong_Energy)_complex | Global Solar Power Tracker - February 2026 |  | 不适用 | 运行参数继承参考Generators_data.csv的风电/光伏设定
3510 | XJ | 5 | 新疆 | Turpan | Shanshan | 北方科技20兆瓦光伏并网发电项目 | Xinjiang Shanshan Anpeiqi solar farm | -- | 光伏 | PV | 20 | operating | 2016 | Xinjiang Silk Road Runyuan New Energy Co Ltd [100%] | Shanshan Anpeiqi | 44.7063 | 94.0963 | L100000803053 | G100000803542 | https://www.gem.wiki/Xinjiang_Shanshan_Anpeiqi_solar_farm | Global Solar Power Tracker - February 2026 |  | 不适用 | 运行参数继承参考Generators_data.csv的风电/光伏设定
3511 | XJ | 5 | 新疆 | Turpan | Shanshan | 哈密力诺太阳能20.0MW光伏并网发电工程 | Xinjiang Shanshan Lino solar farm | -- | 光伏 | PV | 20 | operating | 2014 | Huadian Fuxin Energy Development Co Ltd. [100%] | Hami Lino Solar Power | 42.8679 | 90.2086 | L100000803325 | G100000803831 | https://www.gem.wiki/Xinjiang_Shanshan_Lino_solar_farm | Global Solar Power Tracker - February 2026 |  | 不适用 | 运行参数继承参考Generators_data.csv的风电/光伏设定
3512 | XJ | 5 | 新疆 | Turpan | Shanshan | 国电投“光伏+风电+CCUS+压缩空气储能”一体化项目 | Xinjiang Shanshan Renewables with Carbon Capture solar farm | 1 | 光伏 | PV | 200 | operating | 2026 | State Power Investment Cheshi New Energy (Turpan) Co Ltd |  | 42.9580 | 90.5690 | L100001080856 | G100001090813 | https://www.gem.wiki/Xinjiang_Shanshan_Renewables_with_Carbon_Capture_solar_farm | Global Solar Power Tracker - February 2026 |  | 不适用 | 运行参数继承参考Generators_data.csv的风电/光伏设定
3513 | XJ | 5 | 新疆 | Turpan | Shanshan | 吐哈油田120兆瓦源网荷储一体化项目 | Xinjiang Shanshan Tuha Oifiled Source/Grid/Load/Storage solar farm | -- | 光伏 | PV | 120 | operating | 2023 | PetroChina LTD Tuha Oilfield Branch Co [100%] |  | 43.1170 | 90.7280 | L100000829000 | G100000832760 | https://www.gem.wiki/Xinjiang_Shanshan_Tuha_Oifiled_Source/Grid/Load/Storage_solar_farm | Global Solar Power Tracker - February 2026 |  | 不适用 | 运行参数继承参考Generators_data.csv的风电/光伏设定
3514 | XJ | 5 | 新疆 | Tacheng Prefecture | Shawan City | 新华发电塔城地区沙湾市70万千瓦光伏项目, 华东新华能源投资有限公司沙湾70万千瓦光伏项目 | Xinjiang Shawan (China Nuclear) solar farm | -- | 光伏 | PV | 700 | operating | 2025 | East China Xinhiu Energy Investment Co Ltd | Xinhua (Shawan) Electric Power Development | 44.9880 | 85.3570 | L100001019160 | G100001021600 | https://www.gem.wiki/Xinjiang_Shawan_(China_Nuclear)_solar_farm | Global Solar Power Tracker - February 2026 |  | 不适用 | 运行参数继承参考Generators_data.csv的风电/光伏设定
3515 | XJ | 5 | 新疆 | Hami | Yizhou District | 大唐石城子100万千瓦“光热+光伏”一体化清洁能源示范项目 | Xinjiang Shichengzi (Datang) Integrated solar farm | Photovoltaic | 光伏 | PV | 900 | operating | 2024 | Datang Xinjiang Power Generation Co Ltd [100%] | Datang Hami Wind Power Development | 43.0330 | 93.5850 | L100000811444 | G100000813937 | https://www.gem.wiki/Xinjiang_Shichengzi_(Datang)_Integrated_solar_farm | Global Solar Power Tracker - February 2026 |  | 不适用 | 运行参数继承参考Generators_data.csv的风电/光伏设定
3516 | XJ | 5 | 新疆 | Hami | Yizhou District | 大唐石城子100万千瓦“光热+光伏”一体化清洁能源示范项目 | Xinjiang Shichengzi (Datang) Integrated solar farm | Solar Thermal | 光伏 | Solar Thermal | 100 | operating | 2025 | Datang Xinjiang Power Generation Co Ltd [100%] | Datang Hami Wind Power Development | 42.3590 | 93.4493 | L100000811444 | G100000832761 | https://www.gem.wiki/Xinjiang_Shichengzi_(Datang)_Integrated_solar_farm | Global Solar Power Tracker - February 2026 |  | 不适用 | 运行参数继承参考Generators_data.csv的风电/光伏设定
3517 | XJ | 5 | 新疆 | Changji AP | Manas | 天富国华兵地融合玛纳斯县3GW光伏项目（国华1GW）一期 | Xinjiang Shihezi - Manas 5 GW solar complex | Guohua 1 | 光伏 | PV | 300 | operating | 2025 | Guohua (Hami) New Energy Co Ltd |  | 44.7687 | 86.0298 | L100000828990 | G100001023177 | https://www.gem.wiki/Xinjiang_Shihezi_-_Manas_5_GW_solar_complex | Global Solar Power Tracker - February 2026 |  | 不适用 | 运行参数继承参考Generators_data.csv的风电/光伏设定
3518 | XJ | 5 | 新疆 |  | Shihezi City | 中新建电力集团3GW光伏项目（一三三团、一三四团2023年400MW“草光互补”光伏发电工程中新建电力集团3GW光伏项目（一三三团、一三四团2023年400MW“草光互补”光伏发电工程 | Xinjiang Shihezi - Manas 5 GW solar complex | Zhongxinjian 1 133rd Regiment | 光伏 | PV | 400 | operating | 2024 |  |  | 44.7950 | 85.5250 | L100000828990 | G100001030904 | https://www.gem.wiki/Xinjiang_Shihezi_-_Manas_5_GW_solar_complex | Global Solar Power Tracker - February 2026 |  | 不适用 | 运行参数继承参考Generators_data.csv的风电/光伏设定
3519 | XJ | 5 | 新疆 |  | Shihezi City | 中新建电力集团3吉瓦光伏项目一五〇团“光伏+防沙治沙”及生态农业工程 | Xinjiang Shihezi - Manas 5 GW solar complex | Zhongxinjian 1 150th Regiment | 光伏 | PV | 100 | operating | 2024 | Zhongxinjian Power Group Co Ltd | Xinjiang Bingrong Clean Energy | 45.0380 | 86.2210 | L100000828990 | G100000832746 | https://www.gem.wiki/Xinjiang_Shihezi_-_Manas_5_GW_solar_complex | Global Solar Power Tracker - February 2026 |  | 不适用 | 运行参数继承参考Generators_data.csv的风电/光伏设定
3520 | XJ | 5 | 新疆 | Changji | Manas |  | Xinjiang Shihezi - Manas 5 GW solar complex | Zhongxinjian 1 other | 光伏 | PV | 200 | operating | 2025 |  |  | 44.7680 | 86.1040 | L100000828990 | G100001030910 | https://www.gem.wiki/Xinjiang_Shihezi_-_Manas_5_GW_solar_complex | Global Solar Power Tracker - February 2026 |  | 不适用 | 运行参数继承参考Generators_data.csv的风电/光伏设定
3521 | XJ | 5 | 新疆 | Changji AP | Manas |  | Xinjiang Shihezi - Manas 5 GW solar complex | Zhongxinjian 2 | 光伏 | PV | 1020 | operating | 2025 | Zhongxinjian Power Group Co Ltd |  | 44.5230 | 86.3110 | L100000828990 | G100001023181 | https://www.gem.wiki/Xinjiang_Shihezi_-_Manas_5_GW_solar_complex | Global Solar Power Tracker - February 2026 |  | 不适用 | 运行参数继承参考Generators_data.csv的风电/光伏设定
3522 | XJ | 5 | 新疆 |  | Shuanghe City | 国电投第五师双河经开区 低碳转型250MW风光储一体化项目 | Xinjiang Shuanghe Development Zone Low Carbon Transformation solar farm | -- | 光伏 | PV | 100 | operating | 2024 | Xinjiang Shuanghe Power Investment Guanghui New Energy Development Co Ltd |  | 44.8201 | 82.6290 | L100001023595 | G100001028221 | https://www.gem.wiki/Xinjiang_Shuanghe_Development_Zone_Low_Carbon_Transformation_solar_farm | Global Solar Power Tracker - February 2026 |  | 不适用 | 运行参数继承参考Generators_data.csv的风电/光伏设定
3523 | XJ | 5 | 新疆 | Kashgar Prefecture | Shufu | 特变电工疏附新能源喀什疏附20.0MW光伏并网发电工程 | Xinjiang Shufu TBEA solar farm | -- | 光伏 | PV | 20 | operating | 2013 | Jinko Power Co Ltd [100%] | TBEA Shufu New Energy | 39.3572 | 75.7542 | L100000803320 | G100000803826 | https://www.gem.wiki/Xinjiang_Shufu_TBEA_solar_farm | Global Solar Power Tracker - February 2026 |  | 不适用 | 运行参数继承参考Generators_data.csv的风电/光伏设定
3524 | XJ | 5 | 新疆 | Kashgar Prefecture | Shufu | 新华发电疏附县 80 万千瓦光伏发电园区低碳转型+荒漠化治理一体化项目 | Xinjiang Shufu Xinhua solar farm | -- | 光伏 | PV | 800 | operating | 2025 | Xinhua Hydropower Generation Co Ltd |  | 39.4430 | 75.6602 | L100001016572 | G100001018435 | https://www.gem.wiki/Xinjiang_Shufu_Xinhua_solar_farm | Global Solar Power Tracker - February 2026 |  | 不适用 | 运行参数继承参考Generators_data.csv的风电/光伏设定
3525 | XJ | 5 | 新疆 | Kashgar Prefecture | Shufu | 疏附县中建材新能源喀什并网光伏电站20.0MW发电工程 | Xinjiang Shufu Zhongjiancai solar farm | -- | 光伏 | PV | 20 | operating | 2014 | Xinjiang Silk Road Runyuan New Energy Co Ltd [100%] | Shufu Zhongjiancai New Energy Photovoltaic Power Generation | 39.3572 | 75.7542 | L100000803337 | G100000803843 | https://www.gem.wiki/Xinjiang_Shufu_Zhongjiancai_solar_farm | Global Solar Power Tracker - February 2026 |  | 不适用 | 运行参数继承参考Generators_data.csv的风电/光伏设定
3526 | XJ | 5 | 新疆 | Kashgar Prefecture | Shule | 疏勒县深圳能源200万千瓦光储一体化项目 | Xinjiang Shule County Solar and Storage (Shenzhen Energy) complex | 1 | 光伏 | PV | 500 | operating | 2024 | Shenzhen Energy Northern Holdings Co Ltd [100%] |  | 39.3997 | 76.0564 | L100000827430 | G100000830916 | https://www.gem.wiki/Xinjiang_Shule_County_Solar_and_Storage_(Shenzhen_Energy)_complex | Global Solar Power Tracker - February 2026 |  | 不适用 | 运行参数继承参考Generators_data.csv的风电/光伏设定
3527 | XJ | 5 | 新疆 | Tacheng Prefecture | Hoboksar | 华电新疆塔城风光火储多能互补基地和布克赛尔蒙古自治县100万千瓦光伏发电项目 | Xinjiang Tacheng (Huadian) Wind/Solar/Thermal/Storage complex Hoboksar solar farm | 1 | 光伏 | PV | 500 | operating | 2023 | Huadian Xinjiang Power Generation Co Ltd [100%] | Huadian Fuxin Hoboksar Energy Development | 46.4220 | 86.0890 | L100000829001 | G100000832763 | https://www.gem.wiki/Xinjiang_Tacheng_(Huadian)_Wind/Solar/Thermal/Storage_complex_Hoboksar_solar_farm | Global Solar Power Tracker - February 2026 |  | 不适用 | 运行参数继承参考Generators_data.csv的风电/光伏设定
3528 | XJ | 5 | 新疆 | Tacheng Prefecture | Hoboksar | 华电新疆塔城风光火储多能互补基地和布克赛尔蒙古自治县100万千瓦光伏发电项目二期 | Xinjiang Tacheng (Huadian) Wind/Solar/Thermal/Storage complex Hoboksar solar farm | 2 | 光伏 | PV | 500 | operating | 2023 | Huadian Xinjiang Power Generation Co Ltd [100%] | Huadian Fuxin Hoboksar Energy Development | 46.4220 | 86.0890 | L100000829001 | G100000832764 | https://www.gem.wiki/Xinjiang_Tacheng_(Huadian)_Wind/Solar/Thermal/Storage_complex_Hoboksar_solar_farm | Global Solar Power Tracker - February 2026 |  | 不适用 | 运行参数继承参考Generators_data.csv的风电/光伏设定
3529 | XJ | 5 | 新疆 | Tacheng Prefecture | Emin | 国华能源九师170团并网光伏一期20兆瓦发电工程 | Xinjiang Tacheng Mohetai Guohua solar farm | 1 | 光伏 | PV | 20 | operating | 2016 | National Energy Group New Energy Co Ltd [100%] | Guohua (Mohetai) New Energy | 44.7063 | 94.0963 | L100000803036 | G100000803525 | https://www.gem.wiki/Xinjiang_Tacheng_Mohetai_Guohua_solar_farm | Global Solar Power Tracker - February 2026 |  | 不适用 | 运行参数继承参考Generators_data.csv的风电/光伏设定
3530 | XJ | 5 | 新疆 | Tacheng Prefecture | Hoboksar | 和丰煤电夏孜盖300兆瓦光伏 | Xinjiang Tacheng Xiazigai solar power plant | -- | 光伏 | PV | 300 | operating | 2023 | State Energy Investment Group Guoyuan Power Co Ltd [100%] | State Grid Energy Hefeng Coal and Power | 45.7492 | 84.2850 | L100000811451 | G100000813944 | https://www.gem.wiki/Xinjiang_Tacheng_Xiazigai_solar_power_plant | Global Solar Power Tracker - February 2026 |  | 不适用 | 运行参数继承参考Generators_data.csv的风电/光伏设定
3531 | XJ | 5 | 新疆 | Kashgar Prefecture | Tashkurgan | 浙能国综塔什库尔干50兆瓦光伏发电项目 | Xinjiang Tashkurgan (Guozong Zheneng) solar/storage farm | 1 | 光伏 | PV | 50 | operating | 2022 |  | Tashkurgan Zheneng Guozong New Energy | 37.9970 | 75.1350 | L100000829002 | G100000832765 | https://www.gem.wiki/Xinjiang_Tashkurgan_(Guozong_Zheneng)_solar/storage_farm | Global Solar Power Tracker - February 2026 |  | 不适用 | 运行参数继承参考Generators_data.csv的风电/光伏设定
3532 | XJ | 5 | 新疆 | Kashgar Prefecture | Tashkurgan | 浙能国综塔什库尔干50兆瓦光伏发电项目 | Xinjiang Tashkurgan (Guozong Zheneng) solar/storage farm | 2 | 光伏 | PV | 50 | operating | 2023 |  | Tashkurgan Zheneng Guozong New Energy | 37.9970 | 75.1350 | L100000829002 | G100000832766 | https://www.gem.wiki/Xinjiang_Tashkurgan_(Guozong_Zheneng)_solar/storage_farm | Global Solar Power Tracker - February 2026 |  | 不适用 | 运行参数继承参考Generators_data.csv的风电/光伏设定
3533 | XJ | 5 | 新疆 | Kashgar Prefecture | Tashkurgan | 深能福塔光伏发电站 | Xinjiang Tashkurgan (Shenzhen Energy) Poverty Alleviation solar farm | -- | 光伏 | PV | 20 | operating | 2018 | Shenzhen Energy Group [100%] | Shenzhen Futa Photovoltaic Power Generation | 37.8047 | 75.2193 | L100000829004 | G100000832768 | https://www.gem.wiki/Xinjiang_Tashkurgan_(Shenzhen_Energy)_Poverty_Alleviation_solar_farm | Global Solar Power Tracker - February 2026 |  | 不适用 | 运行参数继承参考Generators_data.csv的风电/光伏设定
3534 | XJ | 5 | 新疆 | Shuangfeng | Tiemenguan City | 特变电工新疆新能源股份有限公司农二师库西工业园区20WMp并网光伏发电项目 | Xinjiang Tiemenguan Shuangfeng Xinke solar farm | -- | 光伏 | PV | 20 | operating | 2014 | Huadian Fuxin Energy Development Co Ltd. [100%] | Korla Xinke Solar Power | 41.8265 | 85.4993 | L100000803407 | G100000803918 | https://www.gem.wiki/Xinjiang_Tiemenguan_Shuangfeng_Xinke_solar_farm | Global Solar Power Tracker - February 2026 |  | 不适用 | 运行参数继承参考Generators_data.csv的风电/光伏设定
3535 | XJ | 5 | 新疆 | Bayingolin AP | Korla City | 铁门关市鑫晶二师29团一期20MW光伏发电项目 | Xinjiang Tiemenguan Xinjing 2 Division 29 Regiment solar farm | 1 | 光伏 | PV | 20 | operating | 2016 | Xinjiang Silk Road Tianyuan New Energy Co Ltd [100%] | Tiemenguan Xinjing New Energy | 41.7681 | 86.1546 | L100000803038 | G100000803527 | https://www.gem.wiki/Xinjiang_Tiemenguan_Xinjing_2_Division_29_Regiment_solar_farm | Global Solar Power Tracker - February 2026 |  | 不适用 | 运行参数继承参考Generators_data.csv的风电/光伏设定
3536 | XJ | 5 | 新疆 | Turpan | Toksun | 江苏金太阳托克逊县20MWp并网光伏发电项目 | Xinjiang Toksun Golden Sunsolar Project | -- | 光伏 | PV | 20 | operating | 2016 | Zhejiang Jiahua Energy Chemical Co Ltd [100%] | Toksun County Golden Sun Photovoltaic Power Generation | 42.7806 | 88.6360 | L100000803081 | G100000803570 | https://www.gem.wiki/Xinjiang_Toksun_Golden_Sunsolar_Project | Global Solar Power Tracker - February 2026 |  | 不适用 | 运行参数继承参考Generators_data.csv的风电/光伏设定
3537 | XJ | 5 | 新疆 | Turpan | Toksun | 新疆能源黑山露天煤矿20兆瓦峰值自备光伏发电项目 | Xinjiang Toksun Heishan Mining District Self-Use solar farm | -- | 光伏 | PV | 15.6 | operating | 2025 | Guodian Xinjiang Power Co Ltd |  | 43.1020 | 88.3260 | L100001080872 | G100001090833 | https://www.gem.wiki/Xinjiang_Toksun_Heishan_Mining_District_Self-Use_solar_farm | Global Solar Power Tracker - February 2026 |  | 不适用 | 运行参数继承参考Generators_data.csv的风电/光伏设定
3538 | XJ | 5 | 新疆 | Turpan | Toksun | 京能吐鲁番市托克逊县产业园区低碳转型光伏项目 | Xinjiang Toksun Industrial Park Low Carbon Transformation solar farm | -- | 光伏 | PV | 200 | operating | 2025 | Northwest Branch of Beijing Jingneng Clean Energy Power Co Ltd |  | 42.2420 | 88.2250 | L100001047959 | G100001054815 | https://www.gem.wiki/Xinjiang_Toksun_Industrial_Park_Low_Carbon_Transformation_solar_farm | Global Solar Power Tracker - February 2026 |  | 不适用 | 运行参数继承参考Generators_data.csv的风电/光伏设定
3539 | XJ | 5 | 新疆 |  | Tumxuk City | 木舒克藏疆能源三师46团60MWp光伏项目 | Xinjiang Tumushuke (Guizhou Jinyuan) solar farm | -- | 光伏 | PV | 68 | operating | 2021 | State Power Investment Grouip Guizhou Jinyuan Co Ltd [100%] | Tumushuke Tibet Xinjiang Energy | 39.7860 | 79.1790 | L100000829005 | G100000832769 | https://www.gem.wiki/Xinjiang_Tumushuke_(Guizhou_Jinyuan)_solar_farm | Global Solar Power Tracker - February 2026 |  | 不适用 | 运行参数继承参考Generators_data.csv的风电/光伏设定
3540 | XJ | 5 | 新疆 |  | Tumxuk City | 恒基三师伽师总场30MW 并网光伏电站项目 | Xinjiang Tumushuke (Hengji Sunshine) solar farm | 1 | 光伏 | PV | 30 | operating | 2017 |  |  | 39.6560 | 77.6190 | L100000827431 | G100001031333 | https://www.gem.wiki/Xinjiang_Tumushuke_(Hengji_Sunshine)_solar_farm | Global Solar Power Tracker - February 2026 |  | 不适用 | 运行参数继承参考Generators_data.csv的风电/光伏设定
3541 | XJ | 5 | 新疆 |  | Tumxuk City | 图木舒克市恒基阳光三师伽师总场二期20MW并网光伏电站项目, 恒基三师伽师总场30MW 并网光伏电站项目 | Xinjiang Tumushuke (Hengji Sunshine) solar farm | 2 | 光伏 | PV | 20 | operating | 2018 |  | Tumushuke Hengji Sunshine New Energy Investment | 39.6560 | 77.6190 | L100000827431 | G100000830918 | https://www.gem.wiki/Xinjiang_Tumushuke_(Hengji_Sunshine)_solar_farm | Global Solar Power Tracker - February 2026 |  | 不适用 | 运行参数继承参考Generators_data.csv的风电/光伏设定
3542 | XJ | 5 | 新疆 |  | Tumxuk City | 中电投三师42团一期20兆瓦并网光伏电站项目 | Xinjiang Tumushuke 3rd Division 42nd Brigade SPIC solar farm | 1 | 光伏 | PV | 20 | operating | 2016 | State Power Investment Group Inner Mongolia New Energy Co Ltd [100%] | Tumushuke Mengxin Photovoltaic Power Generation | 39.7748 | 79.1081 | L100000802283 | G100000802733 | https://www.gem.wiki/Xinjiang_Tumushuke_3rd_Division_42nd_Brigade_SPIC_solar_farm | Global Solar Power Tracker - February 2026 |  | 不适用 | 运行参数继承参考Generators_data.csv的风电/光伏设定
3543 | XJ | 5 | 新疆 |  | Tumxuk City | 阿特斯公司图木舒克达坂山并网光伏一期30MWp发电工程 | Xinjiang Tumushuke Atlas solar farm | 1 | 光伏 | PV | 30 | operating | 2013 | Xinjiang Silk Road Tianyuan New Energy Co Ltd [100%] | Tumushuk Atlas New Energy Development | 39.8629 | 79.0738 | L100000802366 | G100000802829 | https://www.gem.wiki/Xinjiang_Tumushuke_Atlas_solar_farm | Global Solar Power Tracker - February 2026 |  | 不适用 | 运行参数继承参考Generators_data.csv的风电/光伏设定
3544 | XJ | 5 | 新疆 |  | Tumxuk City | 中广核图木舒克达坂山并网光伏一期30MWp发电工程 | Xinjiang Tumushuke Dabanshan CGN solar farm | 1 | 光伏 | PV | 30 | operating | 2013 | CGN Solar Energy Development Co Ltd [100%] | CGN Solar Tumushuk | 39.7550 | 79.1588 | L100000803835 | G100000804388 | https://www.gem.wiki/Xinjiang_Tumushuke_Dabanshan_CGN_solar_farm | Global Solar Power Tracker - February 2026 |  | 不适用 | 运行参数继承参考Generators_data.csv的风电/光伏设定
3545 | XJ | 5 | 新疆 |  | Tumxuk City | 正国电力公司图木舒克达坂山并网光伏20MWp发电工程 | Xinjiang Tumushuke Dabanshan Zhengguo solar farm | -- | 光伏 | PV | 20 | operating | 2013 | Shanghai Kangding Energy Investment Co Ltd [100%] | Tumushuk Zhengguo Electric Power | 39.8695 | 79.0726 | L100000802365 | G100000802828 | https://www.gem.wiki/Xinjiang_Tumushuke_Dabanshan_Zhengguo_solar_farm | Global Solar Power Tracker - February 2026 |  | 不适用 | 运行参数继承参考Generators_data.csv的风电/光伏设定
3546 | XJ | 5 | 新疆 |  | Tumxuk City | 图木舒克东润环能三师伽师总场20兆瓦并网光伏电站项目 | Xinjiang Tumushuke Dongrun Huanneng solar farm | 1 | 光伏 | PV | 20 | operating | 2017 | TBEA Xinjiang New Energy Co Ltd [100%] | Tumushuke Dongrun Huanneng Photovoltaic Power Generation | 44.7063 | 94.0963 | L100000803092 | G100000803582 | https://www.gem.wiki/Xinjiang_Tumushuke_Dongrun_Huanneng_solar_farm | Global Solar Power Tracker - February 2026 |  | 不适用 | 运行参数继承参考Generators_data.csv的风电/光伏设定
3547 | XJ | 5 | 新疆 |  | Tumxuk City | 图木舒克市恒基阳光三师伽师总场二期20MW并网光伏电站项目 | Xinjiang Tumushuke Dongrun Huanneng solar farm | 2 | 光伏 | PV | 20 | operating | 2025 | Tumushuke Hengji Sunshine New Energy Investment Co Ltd |  | 44.7063 | 94.0963 | L100000803092 | G100001073716 | https://www.gem.wiki/Xinjiang_Tumushuke_Dongrun_Huanneng_solar_farm | Global Solar Power Tracker - February 2026 |  | 不适用 | 运行参数继承参考Generators_data.csv的风电/光伏设定
3548 | XJ | 5 | 新疆 | Kashgar Prefecture | Yopurga | 海天达第三师四十二团20兆瓦并网光伏发电项目 | Xinjiang Tumushuke Haitianda solar farm | -- | 光伏 | PV | 20 | operating | 2017 | Tumushuk Haitianda New Energy Co Ltd [100%] | Tumushuke Haitianda New Energy CO LTD Yuepuhu Branch | 39.0654 | 76.7786 | L100000802623 | G100000803093 | https://www.gem.wiki/Xinjiang_Tumushuke_Haitianda_solar_farm | Global Solar Power Tracker - February 2026 |  | 不适用 | 运行参数继承参考Generators_data.csv的风电/光伏设定
3549 | XJ | 5 | 新疆 |  | Tumxuk City | 图木舒克市金太阳三师伽师总场30兆瓦并网光伏电站项目 | Xinjiang Tumushuke Jiashi Jintaiyang solar farm | -- | 光伏 | PV | 30 | operating | 2016 | Jiangsu Golden Sun Power Co Ltd [75%]; Sunedison Solar Holdings 1 (Hong Kong) Limited [25%] | Tumushuk Golden Sun Power | 39.8665 | 79.0724 | L100000803045 | G100000803534 | https://www.gem.wiki/Xinjiang_Tumushuke_Jiashi_Jintaiyang_solar_farm | Global Solar Power Tracker - February 2026 |  | 不适用 | 运行参数继承参考Generators_data.csv的风电/光伏设定
3550 | XJ | 5 | 新疆 | Kashgar Prefecture | Maralbexi (Bachu) | 图木舒克市荣信新能源一期20MWp并网光伏发电项目 | Xinjiang Tumushuke Rongxin solar farm | 1 | 光伏 | PV | 20 | operating | 2013 |  | Tumshuk Rongxin New Energy | 39.7854 | 78.5285 | L100000827432 | G100000830919 | https://www.gem.wiki/Xinjiang_Tumushuke_Rongxin_solar_farm | Global Solar Power Tracker - February 2026 |  | 不适用 | 运行参数继承参考Generators_data.csv的风电/光伏设定
3551 | XJ | 5 | 新疆 |  | Tumxuk City | 图木舒克四通新能源三师45团20兆瓦并网光伏发电项目 | Xinjiang Tumushuke Sitong solar farm | -- | 光伏 | PV | 20 | operating | 2017 | Hangzhou Taijing Photovoltaic Power Generation Co Ltd [100%] | Tumushuke Sitong New Energy | 39.8665 | 79.0724 | L100000803037 | G100000803526 | https://www.gem.wiki/Xinjiang_Tumushuke_Sitong_solar_farm | Global Solar Power Tracker - February 2026 |  | 不适用 | 运行参数继承参考Generators_data.csv的风电/光伏设定
3552 | XJ | 5 | 新疆 |  | Tumxuk City | 图木舒克鑫昇新能源三师45团20兆瓦光伏发电项目 | Xinjiang Tumushuke Xinsheng solar farm | -- | 光伏 | PV | 20 | operating | 2016 | Hangzhou Taijing Photovoltaic Power Generation Co Ltd [100%] | Tumushuke Xinsheng New Energy Investment | 39.8638 | 79.0693 | L100000802629 | G100000803100 | https://www.gem.wiki/Xinjiang_Tumushuke_Xinsheng_solar_farm | Global Solar Power Tracker - February 2026 |  | 不适用 | 运行参数继承参考Generators_data.csv的风电/光伏设定
3553 | XJ | 5 | 新疆 |  | Tumxuk City | 图木舒克正泰三师45团20兆瓦并网光伏发电项目（一期） | Xinjiang Tumushuke Zhengtai solar farm | 1 | 光伏 | PV | 20 | operating | 2015 | Hangzhou Taijing Photovoltaic Power Generation Co Ltd [100%] | Tumushuke Zhengtai Photovoltaic Power Generation | 39.8638 | 79.0693 | L100000802628 | G100000803098 | https://www.gem.wiki/Xinjiang_Tumushuke_Zhengtai_solar_farm | Global Solar Power Tracker - February 2026 |  | 不适用 | 运行参数继承参考Generators_data.csv的风电/光伏设定
3554 | XJ | 5 | 新疆 |  | Tumxuk City | 图木舒克正泰三师45团20兆瓦并网光伏发电项目（二期） | Xinjiang Tumushuke Zhengtai solar farm | 2 | 光伏 | PV | 20 | operating | 2017 | Hangzhou Taijing Photovoltaic Power Generation Co Ltd [100%] | Tumushuke Zhengtai Photovoltaic Power Generation | 39.8638 | 79.0693 | L100000802628 | G100000803099 | https://www.gem.wiki/Xinjiang_Tumushuke_Zhengtai_solar_farm | Global Solar Power Tracker - February 2026 |  | 不适用 | 运行参数继承参考Generators_data.csv的风电/光伏设定
3555 | XJ | 5 | 新疆 | Turpan | Gaochang District |  | Xinjiang Turpan (Tangshan Haitai) solar power complex | PV1 | 光伏 | PV | 300 | operating | 2024 | Tangshan Haitai New Energy Technology Co Ltd; Sichuan Shudao Clean Energy Group CO LTD Co Ltd | Turpan Hengsheng Power Development | 43.1210 | 89.3030 | L100000811454 | G100001050372 | https://www.gem.wiki/Xinjiang_Turpan_(Tangshan_Haitai)_solar_power_complex | Global Solar Power Tracker - February 2026 |  | 不适用 | 运行参数继承参考Generators_data.csv的风电/光伏设定
3556 | XJ | 5 | 新疆 | Turpan | Gaochang District | 唐山海泰吐鲁番光热光伏一体化项目 | Xinjiang Turpan (Tangshan Haitai) solar power complex | PV2 | 光伏 | PV | 600 | operating | 2025 | Tangshan Haiti New Energy Technology Co Ltd [100%]; Sichuan Shudao Clean Energy Group CO LTD Co Ltd |  | 43.1210 | 89.3030 | L100000811454 | G100000813947 | https://www.gem.wiki/Xinjiang_Turpan_(Tangshan_Haitai)_solar_power_complex | Global Solar Power Tracker - February 2026 |  | 不适用 | 运行参数继承参考Generators_data.csv的风电/光伏设定
3557 | XJ | 5 | 新疆 | Turpan | Gaochang District | 唐山海泰吐鲁番光热光伏一体化项目 | Xinjiang Turpan (Tangshan Haitai) solar power complex | Solar Thermal | 光伏 | Solar Thermal | 100 | operating | 2025 | Tangshan Haiti New Energy Technology Co Ltd [100%] |  | 43.1210 | 89.3030 | L100000811454 | G100000813948 | https://www.gem.wiki/Xinjiang_Turpan_(Tangshan_Haitai)_solar_power_complex | Global Solar Power Tracker - February 2026 |  | 不适用 | 运行参数继承参考Generators_data.csv的风电/光伏设定
3558 | XJ | 5 | 新疆 | Turpan | Gaochang District | 中电投新疆吐鲁番特许权并网光伏20MWp发电工程 | Xinjiang Turpan CPI Special Permit solar farm | -- | 光伏 | PV | 20 | operating | 2011 | Xinjiang Silk Road Kunyuan Energy Co Ltd [100%] | China Power Investment Xinjiang Energy Chemical Industry Group Turpan | 43.1393 | 89.3378 | L100000802351 | G100000802813 | https://www.gem.wiki/Xinjiang_Turpan_CPI_Special_Permit_solar_farm | Global Solar Power Tracker - February 2026 |  | 不适用 | 运行参数继承参考Generators_data.csv的风电/光伏设定
3559 | XJ | 5 | 新疆 | Turpan | Gaochang District | 大唐吐鲁番清洁能源风电项目筹建处光伏电站项目一期20.0MW发电工程 | Xinjiang Turpan Datang solar farm | 1 | 光伏 | PV | 20 | operating | 2013 | Datang Xinjiang Power Generation Co Ltd [100%] | Datang Turpan Clean Energy | 43.1231 | 89.3801 | L100000802246 | G100000802680 | https://www.gem.wiki/Xinjiang_Turpan_Datang_solar_farm | Global Solar Power Tracker - February 2026 |  | 不适用 | 运行参数继承参考Generators_data.csv的风电/光伏设定
3560 | XJ | 5 | 新疆 | Turpan | Gaochang District | 吐鲁番联星新能源吐鲁番光伏电站项目一期20.0MW发电工程 | Xinjiang Turpan Lianxing solar farm | 1 | 光伏 | PV | 20 | operating | 2013 | Hangzhou Taijing Photovoltaic Power Generation Co Ltd [100%] | Turpan Lianxing New Energy | 43.1260 | 89.3770 | L100000802245 | G100000802679 | https://www.gem.wiki/Xinjiang_Turpan_Lianxing_solar_farm | Global Solar Power Tracker - February 2026 |  | 不适用 | 运行参数继承参考Generators_data.csv的风电/光伏设定
3561 | XJ | 5 | 新疆 | Turpan | Gaochang District | 吐鲁番市海鑫光伏发电项目一期20.0MW发电工程 | Xinjiang Turpan Qiquanhu Haixin solar farm | 1 | 光伏 | PV | 20 | operating | 2014 | Xinjiang Silk Road Tianyuan New Energy Co Ltd [100%] | Turpan Haixin Photovoltaic Power Generation | 43.1365 | 89.3336 | L100000802248 | G100000802684 | https://www.gem.wiki/Xinjiang_Turpan_Qiquanhu_Haixin_solar_farm | Global Solar Power Tracker - February 2026 |  | 不适用 | 运行参数继承参考Generators_data.csv的风电/光伏设定
3562 | XJ | 5 | 新疆 | Turpan | Gaochang District | 吐鲁番华北腾晖七泉湖光伏一期项目 | Xinjiang Turpan Qiquanhu Huabei Tenghui solar farm | 1 | 光伏 | PV | 40 | operating | 2016 | China Power Investment Xinjiang Energy Chemical Industry Group Turpan Co Ltd [100%] | Turpan North China Tenghui Photovoltaic Power Generation | 43.1283 | 89.3332 | L100000802249 | G100000802685 | https://www.gem.wiki/Xinjiang_Turpan_Qiquanhu_Huabei_Tenghui_solar_farm | Global Solar Power Tracker - February 2026 |  | 不适用 | 运行参数继承参考Generators_data.csv的风电/光伏设定
3563 | XJ | 5 | 新疆 | Turpan | Gaochang District | 吐鲁番市华光七泉湖光伏一期项目 | Xinjiang Turpan Qiquanhu Huaguang solar farm | 1 | 光伏 | PV | 40 | operating | 2016 | Xinjiang Silk Road Runyuan New Energy Co Ltd [100%] | Turpan Huaguang Power Generation | 43.1301 | 89.4685 | L100000803052 | G100000803541 | https://www.gem.wiki/Xinjiang_Turpan_Qiquanhu_Huaguang_solar_farm | Global Solar Power Tracker - February 2026 |  | 不适用 | 运行参数继承参考Generators_data.csv的风电/光伏设定
3564 | XJ | 5 | 新疆 | Turpan | Gaochang District | 中电投吐鲁番20兆瓦光伏并网发电特许权项目 | Xinjiang Turpan Qiquanhu Zhongdiantou solar farm | 1 | 光伏 | PV | 20 | operating | 2012 | Xinjiang Silk Road Kunyuan Energy Co Ltd [100%] | China Power Investment Xinjiang Energy Chemical Industry Group Turpan | 43.1299 | 89.3842 | L100000802247 | G100000802683 | https://www.gem.wiki/Xinjiang_Turpan_Qiquanhu_Zhongdiantou_solar_farm | Global Solar Power Tracker - February 2026 |  | 不适用 | 运行参数继承参考Generators_data.csv的风电/光伏设定
3565 | XJ | 5 | 新疆 | Turpan | Gaochang District | 中电投新疆能源吐鲁番光伏并网电站二期20.0MW发电工程 | Xinjiang Turpan Qiquanhu Zhongdiantou solar farm | 2 | 光伏 | PV | 20 | operating | 2014 | Xinjiang Silk Road Kunyuan Energy Co Ltd [100%] | China Power Investment Xinjiang Energy Chemical Industry Group Turpan | 43.1299 | 89.3842 | L100000802247 | G100000802682 | https://www.gem.wiki/Xinjiang_Turpan_Qiquanhu_Zhongdiantou_solar_farm | Global Solar Power Tracker - February 2026 |  | 不适用 | 运行参数继承参考Generators_data.csv的风电/光伏设定
3566 | XJ | 5 | 新疆 | Turpan | Gaochang District | 中电投新疆能源吐鲁番三期20.0MW光伏并网发电工程 | Xinjiang Turpan Qiquanhu Zhongdiantou solar farm | 3 | 光伏 | PV | 20 | operating | 2014 | Xinjiang Silk Road Kunyuan Energy Co Ltd [100%] | China Power Investment Xinjiang Energy Chemical Industry Group Turpan | 43.1299 | 89.3842 | L100000802247 | G100000802681 | https://www.gem.wiki/Xinjiang_Turpan_Qiquanhu_Zhongdiantou_solar_farm | Global Solar Power Tracker - February 2026 |  | 不适用 | 运行参数继承参考Generators_data.csv的风电/光伏设定
3567 | XJ | 5 | 新疆 | Turpan | Gaochang District | 吐鲁番中富旺七泉湖光伏一期项目 | Xinjiang Turpan Qiquanhu Zhongfuwang solar farm | 1 | 光伏 | PV | 20 | operating | 2016 | Xinjiang Silk Road Runyuan New Energy Co Ltd [100%] | Turpan Zhongfuwang Photovoltaic Power Generation | 43.1276 | 89.4648 | L100000802250 | G100000802686 | https://www.gem.wiki/Xinjiang_Turpan_Qiquanhu_Zhongfuwang_solar_farm | Global Solar Power Tracker - February 2026 |  | 不适用 | 运行参数继承参考Generators_data.csv的风电/光伏设定
3568 | XJ | 5 | 新疆 | Turpan | Gaochang District | 吐鲁番中利腾晖光伏发电一期20MW光伏并网发电工程 | Xinjiang Turpan Qiquanhu Zhongli Tenghui solar farm | 1 | 光伏 | PV | 20 | operating | 2014 | Lvlian New Energy (Changzhou) Co Ltd [100%] | Turpan Zhongli Tenghui Photovoltaic Power | 43.1196 | 89.3573 | L100000802251 | G100000802687 | https://www.gem.wiki/Xinjiang_Turpan_Qiquanhu_Zhongli_Tenghui_solar_farm | Global Solar Power Tracker - February 2026 |  | 不适用 | 运行参数继承参考Generators_data.csv的风电/光伏设定
3569 | XJ | 5 | 新疆 | Turpan | Gaochang District | 吐鲁番中利腾晖光伏发电二期20MW光伏并网发电工程 | Xinjiang Turpan Qiquanhu Zhongli Tenghui solar farm | 2 | 光伏 | PV | 20 | operating | 2014 | Lvlian New Energy (Changzhou) Co Ltd [100%] | Turpan Zhongli Tenghui Photovoltaic Power | 43.1196 | 89.3573 | L100000802251 | G100000802688 | https://www.gem.wiki/Xinjiang_Turpan_Qiquanhu_Zhongli_Tenghui_solar_farm | Global Solar Power Tracker - February 2026 |  | 不适用 | 运行参数继承参考Generators_data.csv的风电/光伏设定
3570 | XJ | 5 | 新疆 | Turpan | Shanshan |  | Xinjiang Turpan Shanshan (China Energy Construction) solar power complex | PV1 | 光伏 | PV | 300 | operating | 2025 | China Energy Construction Group Zhejiang Thermal Power Construction Co Ltd |  | 43.0250 | 90.5210 | L100000811455 | G100001048528 | https://www.gem.wiki/Xinjiang_Turpan_Shanshan_(China_Energy_Construction)_solar_power_complex | Global Solar Power Tracker - February 2026 |  | 不适用 | 运行参数继承参考Generators_data.csv的风电/光伏设定
3571 | XJ | 5 | 新疆 | Turpan | Shanshan | 中能建鄯善1GW“光伏+光热”一体化项目 | Xinjiang Turpan Shanshan (China Energy Construction) solar power complex | PV2 | 光伏 | PV | 600 | operating | 2025 | China Energy Construction Group Zhejiang Thermal Power Construction Co Ltd [100%] |  | 43.0250 | 90.5210 | L100000811455 | G100000814045 | https://www.gem.wiki/Xinjiang_Turpan_Shanshan_(China_Energy_Construction)_solar_power_complex | Global Solar Power Tracker - February 2026 |  | 不适用 | 运行参数继承参考Generators_data.csv的风电/光伏设定
3572 | XJ | 5 | 新疆 | Turpan | Shanshan | 中能建鄯善1GW“光伏+光热”一体化项目 | Xinjiang Turpan Shanshan (China Energy Construction) solar power complex | Solar Thermal | 光伏 | Solar Thermal | 100 | operating | 2025 | China Energy Construction Group Zhejiang Thermal Power Construction Co Ltd [100%] |  | 42.2096 | 90.1941 | L100000811455 | G100000813949 | https://www.gem.wiki/Xinjiang_Turpan_Shanshan_(China_Energy_Construction)_solar_power_complex | Global Solar Power Tracker - February 2026 |  | 不适用 | 运行参数继承参考Generators_data.csv的风电/光伏设定
3573 | XJ | 5 | 新疆 | Turpan | Shanshan |  | Xinjiang Turpan Shanshan (State Power Investment) 1000 MW solar power complex | PV1 | 光伏 | PV | 500 | operating | 2024 | China Power Investment Henan Power Co Ltd |  | 43.0060 | 90.6630 | L100000811456 | G100001050371 | https://www.gem.wiki/Xinjiang_Turpan_Shanshan_(State_Power_Investment)_1000_MW_solar_power_complex | Global Solar Power Tracker - February 2026 |  | 不适用 | 运行参数继承参考Generators_data.csv的风电/光伏设定
3574 | XJ | 5 | 新疆 | Turpan | Shanshan | 国家电投鄯善1GW“光伏+光热”一体化项目 | Xinjiang Turpan Shanshan (State Power Investment) 1000 MW solar power complex | PV2 | 光伏 | PV | 400 | operating | 2025 | State Power Investment Group Henan Power Co Ltd [100%] |  | 43.0060 | 90.6630 | L100000811456 | G100000813950 | https://www.gem.wiki/Xinjiang_Turpan_Shanshan_(State_Power_Investment)_1000_MW_solar_power_complex | Global Solar Power Tracker - February 2026 |  | 不适用 | 运行参数继承参考Generators_data.csv的风电/光伏设定
3575 | XJ | 5 | 新疆 | Turpan | Shanshan | 国家电投鄯善1GW“光伏+光热”一体化项目 | Xinjiang Turpan Shanshan (State Power Investment) 1000 MW solar power complex | Solar Thermal | 光伏 | Solar Thermal | 100 | operating | 2025 | State Power Investment Group Henan Power Co Ltd [100%] |  | 43.0060 | 90.6632 | L100000811456 | G100000813951 | https://www.gem.wiki/Xinjiang_Turpan_Shanshan_(State_Power_Investment)_1000_MW_solar_power_complex | Global Solar Power Tracker - February 2026 |  | 不适用 | 运行参数继承参考Generators_data.csv的风电/光伏设定
3576 | XJ | 5 | 新疆 | Turpan | Shanshan | 中节能太阳能吐鲁番鄯善光伏并网发电项目一期20.0MW发电工程 | Xinjiang Turpan Shanshan CECEP Grid-Connected solar farm | 1 | 光伏 | PV | 20 | operating | 2015 | CECEP Solar Energy Technology Co Ltd [100%] | CECEP Solar Shanshan | 42.9561 | 90.0621 | L100000802252 | G100000802689 | https://www.gem.wiki/Xinjiang_Turpan_Shanshan_CECEP_Grid-Connected_solar_farm | Global Solar Power Tracker - February 2026 |  | 不适用 | 运行参数继承参考Generators_data.csv的风电/光伏设定
3577 | XJ | 5 | 新疆 | Turpan | Shanshan | 中节能太阳能吐鲁番鄯善光伏并网发电项目二期20.0MW发电工程 | Xinjiang Turpan Shanshan CECEP Grid-Connected solar farm | 2 | 光伏 | PV | 20 | operating | 2015 | CECEP Solar Energy Technology Co Ltd [100%] | CECEP Solar Shanshan | 42.9561 | 90.0621 | L100000802252 | G100000802690 | https://www.gem.wiki/Xinjiang_Turpan_Shanshan_CECEP_Grid-Connected_solar_farm | Global Solar Power Tracker - February 2026 |  | 不适用 | 运行参数继承参考Generators_data.csv的风电/光伏设定
3578 | XJ | 5 | 新疆 | Turpan | Shanshan | 中节能吐鲁番鄯善并网光伏一期20MWp发电工程 | Xinjiang Turpan Shanshan CECEP solar farm | 1 | 光伏 | PV | 20 | operating | 2011 | CECEP Solar Energy Technology Co Ltd [100%] | CECEP Solar Shanshan | 42.2914 | 90.6423 | L100000802355 | G100000802817 | https://www.gem.wiki/Xinjiang_Turpan_Shanshan_CECEP_solar_farm | Global Solar Power Tracker - February 2026 |  | 不适用 | 运行参数继承参考Generators_data.csv的风电/光伏设定
3579 | XJ | 5 | 新疆 | Turpan | Shanshan | 鄯善海林光伏科技吐鲁番50MW光伏并网发电工程 | Xinjiang Turpan Shanshan Hailin Grid-Connected solar farm | -- | 光伏 | PV | 50 | operating | 2014 | Jiangsu Greao Photovoltaic Power Generation Co Ltd [100%] | Shanshan Hailin Photovoltaic Technology | 42.2914 | 90.6423 | L100000802255 | G100000802695 | https://www.gem.wiki/Xinjiang_Turpan_Shanshan_Hailin_Grid-Connected_solar_farm | Global Solar Power Tracker - February 2026 |  | 不适用 | 运行参数继承参考Generators_data.csv的风电/光伏设定
3580 | XJ | 5 | 新疆 | Turpan | Shanshan | 新疆华电鄯善太阳能发电吐鲁番光伏并网发电项目一期20.0MW发电工程 | Xinjiang Turpan Shanshan Huadian Grid-Connected solar farm | -- | 光伏 | PV | 20 | operating | 2013 | Huaneng Xinjiang Energy Development Co Ltd [100%] | Xinjiang Huadian Shanshan Solar Power | 42.9858 | 89.9966 | L100000802256 | G100000802696 | https://www.gem.wiki/Xinjiang_Turpan_Shanshan_Huadian_Grid-Connected_solar_farm | Global Solar Power Tracker - February 2026 |  | 不适用 | 运行参数继承参考Generators_data.csv的风电/光伏设定
3581 | XJ | 5 | 新疆 | Turpan | Shanshan | 华能鄯善发电吐鲁番光伏并网发电项目一期20.0MW发电工程 | Xinjiang Turpan Shanshan Huaneng Grid-Connected solar farm | 1 | 光伏 | PV | 20 | operating | 2013 | Huaneng Xinjiang Energy Development Co Ltd [100%] | Huaneng Shanshan Power Generation | 42.9654 | 90.0704 | L100000802257 | G100000802698 | https://www.gem.wiki/Xinjiang_Turpan_Shanshan_Huaneng_Grid-Connected_solar_farm | Global Solar Power Tracker - February 2026 |  | 不适用 | 运行参数继承参考Generators_data.csv的风电/光伏设定
3582 | XJ | 5 | 新疆 | Turpan | Shanshan | 华能鄯善发电吐鲁番光伏并网发电项目二期20.0MW发电工程 | Xinjiang Turpan Shanshan Huaneng Grid-Connected solar farm | 2 | 光伏 | PV | 20 | operating | 2013 | Huaneng Xinjiang Energy Development Co Ltd [100%] | Huaneng Shanshan Power Generation | 42.9727 | 90.0704 | L100000802257 | G100000802697 | https://www.gem.wiki/Xinjiang_Turpan_Shanshan_Huaneng_Grid-Connected_solar_farm | Global Solar Power Tracker - February 2026 |  | 不适用 | 运行参数继承参考Generators_data.csv的风电/光伏设定
3583 | XJ | 5 | 新疆 | Turpan | Shanshan | 鄯善力诺太阳能电力公司吐鲁番一期光伏并网20.0MW发电工程 | Xinjiang Turpan Shanshan Linuo Grid-Connected solar farm | 1 | 光伏 | PV | 20 | operating | 2014 | Linuo Power Group Co Ltd [100%] | Shanshan Lino Solar Power | 42.2914 | 90.6423 | L100000802254 | G100000802694 | https://www.gem.wiki/Xinjiang_Turpan_Shanshan_Linuo_Grid-Connected_solar_farm | Global Solar Power Tracker - February 2026 |  | 不适用 | 运行参数继承参考Generators_data.csv的风电/光伏设定
3584 | XJ | 5 | 新疆 | Turpan | Shanshan | 三峡新能源吐鲁番鄯善光伏并网发电项目一期20.0MW发电工程 | Xinjiang Turpan Shanshan Three Gorges Grid-Connected solar farm | 1 | 光伏 | PV | 20 | operating | 2012 | China Three Gorges New Energy (Group) Co Ltd [100%] | CTGNE Shanshan Power Generation | 42.9670 | 90.0022 | L100000802258 | G100000802699 | https://www.gem.wiki/Xinjiang_Turpan_Shanshan_Three_Gorges_Grid-Connected_solar_farm | Global Solar Power Tracker - February 2026 |  | 不适用 | 运行参数继承参考Generators_data.csv的风电/光伏设定
3585 | XJ | 5 | 新疆 | Turpan | Shanshan | 新疆天利恩泽太阳能科技吐鲁番鄯善光伏并网发电项目一期20.0MW发电工程 | Xinjiang Turpan Shanshan Tianli Enze Grid-Connected solar farm | 1 | 光伏 | PV | 20 | operating |  | Shunfeng Photovoltaic Investment (China) Co Ltd [95%]; Hunan Tianli Enze Solar Energy Technology Co Ltd [5%] | Xinjiang Tianli Enze Solar Energy Technology | 42.2914 | 90.6423 | L100000802259 | G100000802700 | https://www.gem.wiki/Xinjiang_Turpan_Shanshan_Tianli_Enze_Grid-Connected_solar_farm | Global Solar Power Tracker - February 2026 |  | 不适用 | 运行参数继承参考Generators_data.csv的风电/光伏设定
3586 | XJ | 5 | 新疆 | Turpan | Shanshan | 鄯善协合太阳能吐鲁番光伏并网发电项目20.0MW发电工程 | Xinjiang Turpan Shanshan Xiehe solar farm | -- | 光伏 | PV | 20 | operating | 2015 | Shanxi Zhangze Power New Energy Investment Co Ltd [100%] | Shanshan Xiehe Solar Energy Electric Power | 42.9425 | 89.1737 | L100000803323 | G100000803829 | https://www.gem.wiki/Xinjiang_Turpan_Shanshan_Xiehe_solar_farm | Global Solar Power Tracker - February 2026 |  | 不适用 | 运行参数继承参考Generators_data.csv的风电/光伏设定
3587 | XJ | 5 | 新疆 | Turpan | Shanshan | 中电投新疆能源吐鲁番鄯善光伏并网发电项目一期20.0MW发电工程 | Xinjiang Turpan Shanshan Zhongdiantou Grid-Connected solar farm | 1 | 光伏 | PV | 20 | operating | 2013 | Xinjiang Silk Road Kunyuan Energy Co Ltd [100%] | China Power Investment Xinjiang Energy Chemical Industry Group Shanshan | 42.2914 | 90.6423 | L100000802253 | G100000802693 | https://www.gem.wiki/Xinjiang_Turpan_Shanshan_Zhongdiantou_Grid-Connected_solar_farm | Global Solar Power Tracker - February 2026 |  | 不适用 | 运行参数继承参考Generators_data.csv的风电/光伏设定
3588 | XJ | 5 | 新疆 | Turpan | Shanshan | 中电投新疆能源吐鲁番鄯善二期30.0MW光伏并网发电工程 | Xinjiang Turpan Shanshan Zhongdiantou Grid-Connected solar farm | 2 | 光伏 | PV | 30 | operating | 2013 | Xinjiang Silk Road Kunyuan Energy Co Ltd [100%] | China Power Investment Xinjiang Energy Chemical Industry Group Shanshan | 42.2914 | 90.6423 | L100000802253 | G100000802692 | https://www.gem.wiki/Xinjiang_Turpan_Shanshan_Zhongdiantou_Grid-Connected_solar_farm | Global Solar Power Tracker - February 2026 |  | 不适用 | 运行参数继承参考Generators_data.csv的风电/光伏设定
3589 | XJ | 5 | 新疆 | Turpan | Shanshan | 中电投新疆能源吐鲁番鄯善三期20MW光伏并网发电工程 | Xinjiang Turpan Shanshan Zhongdiantou Grid-Connected solar farm | 3 | 光伏 | PV | 20 | operating | 2013 | Xinjiang Silk Road Kunyuan Energy Co Ltd [100%] | China Power Investment Xinjiang Energy Chemical Industry Group Shanshan | 42.2914 | 90.6423 | L100000802253 | G100000802691 | https://www.gem.wiki/Xinjiang_Turpan_Shanshan_Zhongdiantou_Grid-Connected_solar_farm | Global Solar Power Tracker - February 2026 |  | 不适用 | 运行参数继承参考Generators_data.csv的风电/光伏设定
3590 | XJ | 5 | 新疆 | Turpan | Gaochang District | 特变电工吐鲁番风光互补发电项目 | Xinjiang Turpan TBEA Turpan wind and solar hybrid project | -- | 光伏 | PV | 50 | operating | 2014 | State Power Investment Group Inner Mongolia New Energy Co Ltd [52%]; Jiangsu Yanshan Photovoltaic Equipment Co Ltd [48%] | Turpan TBEA New Energy | 43.1310 | 89.8910 | L100000802294 | G100000802750 | https://www.gem.wiki/Xinjiang_Turpan_TBEA_Turpan_wind_and_solar_hybrid_project | Global Solar Power Tracker - February 2026 |  | 不适用 | 运行参数继承参考Generators_data.csv的风电/光伏设定
3591 | XJ | 5 | 新疆 | Turpan | Toksun | 托克逊县天合光能吐鲁番90MW光伏并网发电工程 | Xinjiang Turpan Toksun Tianhe Grid-Connected solar farm | 1 | 光伏 | PV | 90 | operating | 2014 | SDIC Power Holdings Co Ltd [100%] | Toksun Tianhe Solar Energy | 42.2447 | 88.3092 | L100000802260 | G100000802702 | https://www.gem.wiki/Xinjiang_Turpan_Toksun_Tianhe_Grid-Connected_solar_farm | Global Solar Power Tracker - February 2026 |  | 不适用 | 运行参数继承参考Generators_data.csv的风电/光伏设定
3592 | XJ | 5 | 新疆 | Turpan | Toksun | 天合光能托克逊二期50MWp光伏并网发电项目 | Xinjiang Turpan Toksun Tianhe Grid-Connected solar farm | 2 | 光伏 | PV | 50 | operating | 2016 | SDIC Power Holdings Co Ltd [100%] | Toksun Tianhe Solar Energy | 42.2447 | 88.3092 | L100000802260 | G100000802701 | https://www.gem.wiki/Xinjiang_Turpan_Toksun_Tianhe_Grid-Connected_solar_farm | Global Solar Power Tracker - February 2026 |  | 不适用 | 运行参数继承参考Generators_data.csv的风电/光伏设定
3593 | XJ | 5 | 新疆 | Turpan | Toksun |  | Xinjiang Turpan Tuokexun Wusitong solar power complex | PV1 | 光伏 | PV | 400 | operating | 2024 | Xinjiang Zhongan Ruida New Energy Technology Co Ltd; Sinohydro Renewable Energy Co Ltd |  | 43.2390 | 87.7840 | L100000811457 | G100001050373 | https://www.gem.wiki/Xinjiang_Turpan_Tuokexun_Wusitong_solar_power_complex | Global Solar Power Tracker - February 2026 |  | 不适用 | 运行参数继承参考Generators_data.csv的风电/光伏设定
3594 | XJ | 5 | 新疆 | Turpan | Gaochang District | 吐鲁番协合太阳能发电光伏并网发电项目20.0MW发电工程 | Xinjiang Turpan Xiehe solar farm | -- | 光伏 | PV | 20 | operating | 2015 | Xinjiang Silk Road Kunyuan Energy Co Ltd [100%] | Turpan Xiehe Solar Power | 43.1240 | 89.3750 | L100000803355 | G100000803861 | https://www.gem.wiki/Xinjiang_Turpan_Xiehe_solar_farm | Global Solar Power Tracker - February 2026 |  | 不适用 | 运行参数继承参考Generators_data.csv的风电/光伏设定
3595 | XJ | 5 | 新疆 | Ürümqi | Midong District | 国能新疆“源网荷储”一体化100万千瓦光伏发电项目, 国能新疆“源网荷储”一体化100万千瓦光伏发电项目 | Xinjiang Urumqi (China Energy Investment) Source/Grid/Load/Storage solar farm | 2 | 光伏 | PV | 400 | operating | 2024 | China Energy Investment Ganquanbao Comprehensive Energy Co Ltd | China Energy Investment Ganquanbao Comprehensive Energy | 44.6793 | 87.6415 | L100000829008 | G100001006170 | https://www.gem.wiki/Xinjiang_Urumqi_(China_Energy_Investment)_Source/Grid/Load/Storage_solar_farm | Global Solar Power Tracker - February 2026 |  | 不适用 | 运行参数继承参考Generators_data.csv的风电/光伏设定
3596 | XJ | 5 | 新疆 | Ürümqi | Midong District | 国能新疆“源网荷储”一体化100万千瓦光伏发电项目 | Xinjiang Urumqi (China Energy Investment) Source/Grid/Load/Storage solar farm | 3 | 光伏 | PV | 300 | operating | 2024 |  |  | 44.6793 | 87.6415 | L100000829008 | G100001030879 | https://www.gem.wiki/Xinjiang_Urumqi_(China_Energy_Investment)_Source/Grid/Load/Storage_solar_farm | Global Solar Power Tracker - February 2026 |  | 不适用 | 运行参数继承参考Generators_data.csv的风电/光伏设定
3597 | XJ | 5 | 新疆 | Ürümqi | Midong District |  | Xinjiang Urumqi (Huadian) solar farm | 1 | 光伏 | PV | 170 | operating | 2024 |  |  | 44.8790 | 87.8590 | L100000829010 | G100001050376 | https://www.gem.wiki/Xinjiang_Urumqi_(Huadian)_solar_farm | Global Solar Power Tracker - February 2026 |  | 不适用 | 运行参数继承参考Generators_data.csv的风电/光伏设定
3598 | XJ | 5 | 新疆 | Ürümqi | Dabancheng District | 新疆达坂城广恒乌鲁木齐达坂城区50万千瓦光伏项目 | Xinjiang Urumqi Dabancheng (China Green Power) solar farm | -- | 光伏 | PV | 500 | operating | 2024 | Tianjin China Green Power Investment Co Ltd [100%] | Xinjiang Dabancheng Guangheng New Energy | 43.5080 | 88.1940 | L100000829014 | G100000832780 | https://www.gem.wiki/Xinjiang_Urumqi_Dabancheng_(China_Green_Power)_solar_farm | Global Solar Power Tracker - February 2026 |  | 不适用 | 运行参数继承参考Generators_data.csv的风电/光伏设定
3599 | XJ | 5 | 新疆 | Ürümqi |  | 吐鲁番市中晖光伏发电新疆兵团十二师221团20.0MW发电工程 | Xinjiang Urumqi Zhonghui solar farm | -- | 光伏 | PV | 20 | operating | 2015 | Xinjiang Silk Road Kunyuan Energy Co Ltd [100%] | Turpan Zhonghui Photovoltaic Power Generation | 43.7779 | 87.6159 | L100000803375 | G100000803882 | https://www.gem.wiki/Xinjiang_Urumqi_Zhonghui_solar_farm | Global Solar Power Tracker - February 2026 |  | 不适用 | 运行参数继承参考Generators_data.csv的风电/光伏设定
3600 | XJ | 5 | 新疆 | Bortala AP | Wenquan | 国能新疆温泉发电有限公司温泉县50兆瓦光伏发电项目 | Xinjiang Wenquan (Guoneng) solar farm | -- | 光伏 | PV | 50 | operating | 2022 | National Energy Group Xinjiang Energy Co Ltd [100%] | Guoneng Xinjiang Wenquan Power Generation | 44.9683 | 81.0449 | L100000827433 | G100000830924 | https://www.gem.wiki/Xinjiang_Wenquan_(Guoneng)_solar_farm | Global Solar Power Tracker - February 2026 |  | 不适用 | 运行参数继承参考Generators_data.csv的风电/光伏设定
3601 | XJ | 5 | 新疆 | Bortala AP | Wenquan | 西安隆基博州温泉县呼和托哈2万千瓦光伏电站项目, 西安隆基博州温泉呼哈托哈2万千瓦光伏电站项目 | Xinjiang Wenquan Huhehatuo (LONGi) solar farm | -- | 光伏 | PV | 20 | operating | 2023 | LONGi Green Energy Technology Co Ltd [100%] | Xi'an LONGi Clean Energy | 44.9564 | 80.6311 | L100000811459 | G100000813955 | https://www.gem.wiki/Xinjiang_Wenquan_Huhehatuo_(LONGi)_solar_farm | Global Solar Power Tracker - February 2026 |  | 不适用 | 运行参数继承参考Generators_data.csv的风电/光伏设定
3602 | XJ | 5 | 新疆 | Karamay | Orku District | 江苏天合乌尔禾50MWp光伏发电项目 | Xinjiang Wu'erhe (Trina) solar farm | -- | 光伏 | PV | 50 | operating | 2021 | Jiangsu Tianhe Solar Power Investment Development Co Ltd [100%] | Jiangsu Trina Solar Power Development | 45.9460 | 85.5217 | L100000811460 | G100000813956 | https://www.gem.wiki/Xinjiang_Wu'erhe_(Trina)_solar_farm | Global Solar Power Tracker - February 2026 |  | 不适用 | 运行参数继承参考Generators_data.csv的风电/光伏设定
3603 | XJ | 5 | 新疆 |  | Wujiaqu City | 第六师五家渠市光储一体880MW项目 | Xinjiang Wujiaqu (Xinfa) Source-Grid-Load-Storage solar farm | -- | 光伏 | PV | 880 | operating | 2025 | Xinfa Group Group Co Ltd Xinjiang Co |  | 44.3830 | 87.4450 | L100001045124 | G100001050728 | https://www.gem.wiki/Xinjiang_Wujiaqu_(Xinfa)_Source-Grid-Load-Storage_solar_farm | Global Solar Power Tracker - February 2026 |  | 不适用 | 运行参数继承参考Generators_data.csv的风电/光伏设定
3604 | XJ | 5 | 新疆 |  | Wujiaqu City | 五家渠浙新能六师牧场50MW光伏项目 | Xinjiang Wujiaqu (Zhejiang New Energy) solar farm | -- | 光伏 | PV | 50 | operating | 2020 | Zhejiang New Energy Investment Group Co Ltd [100%] | Wujiaqu Zheneng New Energy | 44.1708 | 87.5407 | L100000827434 | G100000830925 | https://www.gem.wiki/Xinjiang_Wujiaqu_(Zhejiang_New_Energy)_solar_farm | Global Solar Power Tracker - February 2026 |  | 不适用 | 运行参数继承参考Generators_data.csv的风电/光伏设定
3605 | XJ | 5 | 新疆 |  | Wujiaqu City | 新疆普新诚达能源新疆兵团102团一期30.0MW发电工程 | Xinjiang Wujiaqu 102nd Brigade Puxin Chengda solar farm | 1 | 光伏 | PV | 30 | operating | 2015 | Jiangxi Shunfeng Photoelectric Investment Co Ltd [100%] | Xinjiang Puxin Chengda Energy Technology | 44.4035 | 87.6517 | L100000802288 | G100000802743 | https://www.gem.wiki/Xinjiang_Wujiaqu_102nd_Brigade_Puxin_Chengda_solar_farm | Global Solar Power Tracker - February 2026 |  | 不适用 | 运行参数继承参考Generators_data.csv的风电/光伏设定
3606 | XJ | 5 | 新疆 |  | Wujiaqu City | 新疆普新诚达能源新疆兵团102团二期20.0MW发电工程 | Xinjiang Wujiaqu 102nd Brigade Puxin Chengda solar farm | 2 | 光伏 | PV | 20 | operating | 2015 | Jiangxi Shunfeng Photoelectric Investment Co Ltd [100%] | Xinjiang Puxin Chengda Energy Technology | 44.4035 | 87.6517 | L100000802288 | G100000802742 | https://www.gem.wiki/Xinjiang_Wujiaqu_102nd_Brigade_Puxin_Chengda_solar_farm | Global Solar Power Tracker - February 2026 |  | 不适用 | 运行参数继承参考Generators_data.csv的风电/光伏设定
3607 | XJ | 5 | 新疆 |  | Wujiaqu City | 新疆普新诚达102团三期20兆瓦光伏电站发电项目 | Xinjiang Wujiaqu 102nd Brigade Puxin Chengda solar farm | 3 | 光伏 | PV | 20 | operating | 2015 | Jiangxi Shunfeng Photoelectric Investment Co Ltd [100%] | Xinjiang Puxin Chengda Energy Technology | 44.4035 | 87.6517 | L100000802288 | G100000802741 | https://www.gem.wiki/Xinjiang_Wujiaqu_102nd_Brigade_Puxin_Chengda_solar_farm | Global Solar Power Tracker - February 2026 |  | 不适用 | 运行参数继承参考Generators_data.csv的风电/光伏设定
3608 | XJ | 5 | 新疆 | Xinjiang Production and Construction Corps Fangcaohu Farm | Wujiaqu City | 五家渠利商六师芳草湖农场一期20兆瓦光伏发电项目 | Xinjiang Wujiaqu 6th Division Fangcaohu Farm Lishang solar farm | 1 | 光伏 | PV | 20 | operating | 2016 | Changzhou Xinguang New Energy Co Ltd [100%] | Wujiaqu Lishang Photovoltaic Power | 44.7183 | 86.5243 | L100000802287 | G100000802740 | https://www.gem.wiki/Xinjiang_Wujiaqu_6th_Division_Fangcaohu_Farm_Lishang_solar_farm | Global Solar Power Tracker - February 2026 |  | 不适用 | 运行参数继承参考Generators_data.csv的风电/光伏设定
3609 | XJ | 5 | 新疆 | Beitashan State Farm | Wujiaqu City | 五家渠保利六师北塔山牧场100MWp光伏发电项目 | Xinjiang Wujiaqu Baoli 6th Division Beitashan solar power plant | -- | 光伏 | PV | 100 | operating | 2020 | Jinaki New Energy Technology Co Ltd [100%] | Wujiaqu Baoli Merchants United New Energy | 44.3478 | 86.6870 | L100000811461 | G100000813957 | https://www.gem.wiki/Xinjiang_Wujiaqu_Baoli_6th_Division_Beitashan_solar_power_plant | Global Solar Power Tracker - February 2026 |  | 不适用 | 运行参数继承参考Generators_data.csv的风电/光伏设定
3610 | XJ | 5 | 新疆 |  | Wujiaqu City | 五家渠浙能新能源六师北塔山牧场20MWp光伏发电项目 | Xinjiang Wujiaqu Beitashan (Zhejiang Energy) 20 MW solar farm | -- | 光伏 | PV | 20 | operating | 2020 | Wujiaqu Zhejiang Energy New Energy Co Ltd |  | 44.1708 | 87.5407 | L100001026086 | G100001031339 | https://www.gem.wiki/Xinjiang_Wujiaqu_Beitashan_(Zhejiang_Energy)_solar_farm | Global Solar Power Tracker - February 2026 |  | 不适用 | 运行参数继承参考Generators_data.csv的风电/光伏设定
3611 | XJ | 5 | 新疆 | Xinjiang Production and Construction Corps Beitashan Animal Husbandry Farm | Wujiaqu City | 五家渠京能六师北塔山牧场 30MWp 光伏发电项目 | Xinjiang Wujiaqu Beitashan Jingneng solar farm | -- | 光伏 | PV | 30 | operating | 2018 | Beijing Jingneng Clean Energy Co Ltd [100%] | Wujiaqu Jingneng New Energy | 45.1159 | 90.5893 | L100000802285 | G100000802738 | https://www.gem.wiki/Xinjiang_Wujiaqu_Beitashan_Jingneng_solar_farm | Global Solar Power Tracker - February 2026 |  | 不适用 | 运行参数继承参考Generators_data.csv的风电/光伏设定
3612 | XJ | 5 | 新疆 | Beitashan Pasture | Wujiaqu City | 五家渠京能六师北塔山牧场一期20MW光伏发电项目 | Xinjiang Wujiaqu Beitashan Ranch Jingneng solar farm | 1 | 光伏 | PV | 20 | operating | 2016 | Wujiaqu Jingneng New Energy Co Ltd [100%] | Wujiaqu Jingneng New Energy CO LTD Qitai Branch | 45.2409 | 90.5142 | L100000803113 | G100000803603 | https://www.gem.wiki/Xinjiang_Wujiaqu_Beitashan_Ranch_Jingneng_solar_farm | Global Solar Power Tracker - February 2026 |  | 不适用 | 运行参数继承参考Generators_data.csv的风电/光伏设定
3613 | XJ | 5 | 新疆 | Beitashan Pasture | Wujiaqu City | 五家渠京能六师北塔山牧场30MWp光伏发电项目 | Xinjiang Wujiaqu Beitashan Ranch Jingneng solar farm | 2 | 光伏 | PV | 30 | operating | 2018 | Wujiaqu Jingneng New Energy Co Ltd [100%] | Wujiaqu Jingneng New Energy CO LTD Qitai Branch | 45.2409 | 90.5142 | L100000803113 | G100000803604 | https://www.gem.wiki/Xinjiang_Wujiaqu_Beitashan_Ranch_Jingneng_solar_farm | Global Solar Power Tracker - February 2026 |  | 不适用 | 运行参数继承参考Generators_data.csv的风电/光伏设定
3614 | XJ | 5 | 新疆 |  | Wujiaqu City | 五家渠粤水电六师北塔山牧场50MWp光伏发电项目 | Xinjiang Wujiaqu Beitashan Ranch Yue Hydropower solar farm | -- | 光伏 | PV | 50 | operating | 2020 | Xinjiang Yue Hydropower Energy Co Ltd [100%] | Wujiaqu Yue Hydropower Energy | 45.2409 | 90.5143 | L100000803115 | G100000803606 | https://www.gem.wiki/Xinjiang_Wujiaqu_Beitashan_Ranch_Yue_Hydropower_solar_farm | Global Solar Power Tracker - February 2026 |  | 不适用 | 运行参数继承参考Generators_data.csv的风电/光伏设定
3615 | XJ | 5 | 新疆 | Changji AP | Hutubi | 五家渠聚能伟业六师106团一期20MW光伏发电项目 | Xinjiang Wujiaqu Juneng Weiye solar farm | 1 | 光伏 | PV | 20 | operating | 2016 | Xinjiang Silk Road Runyuan New Energy Co Ltd [100%] | Wujiaqu Juneng Weiye New Energy Investment | 44.7431 | 86.5731 | L100000803069 | G100000803558 | https://www.gem.wiki/Xinjiang_Wujiaqu_Juneng_Weiye_solar_farm | Global Solar Power Tracker - February 2026 |  | 不适用 | 运行参数继承参考Generators_data.csv的风电/光伏设定
3616 | XJ | 5 | 新疆 | Xinjiang Production and Construction Corps Beitashan Animal Husbandry Farm | Wujiaqu City | 五家渠京能新能源新疆兵团光伏发电一期20.0MW发电工程 | Xinjiang Wujiaqu PLA Corps Jingneng solar farm | 1 | 光伏 | PV | 20 | operating | 2012 | Beijing Jingneng Clean Energy Co Ltd [100%] | Wujiaqu Jingneng New Energy | 44.4585 | 87.4694 | L100000802284 | G100000802737 | https://www.gem.wiki/Xinjiang_Wujiaqu_PLA_Corps_Jingneng_solar_farm | Global Solar Power Tracker - February 2026 |  | 不适用 | 运行参数继承参考Generators_data.csv的风电/光伏设定
3617 | XJ | 5 | 新疆 | Xinjiang Production and Construction Corps Beitashan Animal Husbandry Farm | Wujiaqu City | 五家渠京能新能源新疆兵团光伏发电二期20.0MW发电工程 | Xinjiang Wujiaqu PLA Corps Jingneng solar farm | 2 | 光伏 | PV | 20 | operating | 2012 | Beijing Jingneng Clean Energy Co Ltd [100%] | Wujiaqu Jingneng New Energy | 44.4585 | 87.4694 | L100000802284 | G100000802736 | https://www.gem.wiki/Xinjiang_Wujiaqu_PLA_Corps_Jingneng_solar_farm | Global Solar Power Tracker - February 2026 |  | 不适用 | 运行参数继承参考Generators_data.csv的风电/光伏设定
3618 | XJ | 5 | 新疆 | Xinjiang Production and Construction Corps Beitashan Animal Husbandry Farm | Wujiaqu City | 五家渠京能新能源新疆兵团光伏发电三期20.0MW发电工程 | Xinjiang Wujiaqu PLA Corps Jingneng solar farm | 3 | 光伏 | PV | 20 | operating | 2013 | Beijing Jingneng Clean Energy Co Ltd [100%] | Wujiaqu Jingneng New Energy | 44.4585 | 87.4694 | L100000802284 | G100000802735 | https://www.gem.wiki/Xinjiang_Wujiaqu_PLA_Corps_Jingneng_solar_farm | Global Solar Power Tracker - February 2026 |  | 不适用 | 运行参数继承参考Generators_data.csv的风电/光伏设定
3619 | XJ | 5 | 新疆 | Xinjiang Production and Construction Corps Beitashan Animal Husbandry Farm | Wujiaqu City | 五家渠京能新能源新疆兵团光伏发电四期20MW发电工程 | Xinjiang Wujiaqu PLA Corps Jingneng solar farm | 4 | 光伏 | PV | 20 | operating | 2013 | Beijing Jingneng Clean Energy Co Ltd [100%] | Wujiaqu Jingneng New Energy | 44.4585 | 87.4694 | L100000802284 | G100000802734 | https://www.gem.wiki/Xinjiang_Wujiaqu_PLA_Corps_Jingneng_solar_farm | Global Solar Power Tracker - February 2026 |  | 不适用 | 运行参数继承参考Generators_data.csv的风电/光伏设定
3620 | XJ | 5 | 新疆 | Changji AP | Qitai | 五家渠爱康六师奇台农场50MWp光伏电站项目 | Xinjiang Wujiaqu Qitai Farm Aikang solar farm | -- | 光伏 | PV | 50 | operating | 2016 | Chongqing Changsheng New Energy Private Equity Investment Fund Partnership (Limited Partnership) [100%] | Wujiaqu Aikang Power Development | 43.5875 | 89.7863 | L100000803111 | G100000803601 | https://www.gem.wiki/Xinjiang_Wujiaqu_Qitai_Farm_Aikang_solar_farm | Global Solar Power Tracker - February 2026 |  | 不适用 | 运行参数继承参考Generators_data.csv的风电/光伏设定
3621 | XJ | 5 | 新疆 | Changji AP | Qitai | 新疆利源新辉六师奇台农场50MWp光伏电站项目 | Xinjiang Wujiaqu Qitai Farm Liyuan Xinhui solar farm | -- | 光伏 | PV | 50 | operating | 2016 | Chongqing Changsheng New Energy Private Equity Investment Fund Partnership (Limited Partnership) [100%] | Xinjiang Liyuan Xinhui Energy Technology | 43.5875 | 89.7863 | L100000803112 | G100000803602 | https://www.gem.wiki/Xinjiang_Wujiaqu_Qitai_Farm_Liyuan_Xinhui_solar_farm | Global Solar Power Tracker - February 2026 |  | 不适用 | 运行参数继承参考Generators_data.csv的风电/光伏设定
3622 | XJ | 5 | 新疆 | Qitai | Wujiaqu City | 特变电工农六师红旗农场并网光伏一期20MWp发电工程 | Xinjiang Wujiaqu Qitai TBEA solar farm | 1 | 光伏 | PV | 20 | operating | 2014 | Wujiaqu Xinte Energy Co Ltd [100%] | Hongqi Farm Branch of Wujiaqu Xinte Energy | 44.1641 | 87.5404 | L100000803406 | G100000803917 | https://www.gem.wiki/Xinjiang_Wujiaqu_Qitai_TBEA_solar_farm | Global Solar Power Tracker - February 2026 |  | 不适用 | 运行参数继承参考Generators_data.csv的风电/光伏设定
3623 | XJ | 5 | 新疆 |  | Wujiaqu City | 五家渠特变电工新疆兵团农六师土墩子农场100兆瓦光伏发电一期20.0MW发电工程 | Xinjiang Wujiaqu Tudunzi PLA Corps TBEA solar farm | 1 | 光伏 | PV | 20 | operating | 2013 | Jiangsu Yanshan Photovoltaic Equipment Co Ltd [40%]; State Power Investment Group Inner Mongolia New Energy Co Ltd [60%] | Wujiaqu Tebian Electrotechnical Optoelectronics Technology | 44.3478 | 86.6870 | L100000802286 | G100000802739 | https://www.gem.wiki/Xinjiang_Wujiaqu_Tudunzi_PLA_Corps_TBEA_solar_farm | Global Solar Power Tracker - February 2026 |  | 不适用 | 运行参数继承参考Generators_data.csv的风电/光伏设定
3624 | XJ | 5 | 新疆 | Wujiaqu | Wujiaqu City | 五家渠特变电工新疆兵团农六师土墩子农场100兆瓦光伏发电一期20.0MW发电工程 | Xinjiang Wujiaqu Wujiaqu TBEA solar farm | -- | 光伏 | PV | 20 | operating | 2014 | Wujiaqu TBEA Photoelectric Technology Co Ltd [100%] | Fukang Tudunzi Farm Branch of Wujiaqu TBEA Photoelectric Technology | 44.1641 | 87.5404 | L100000803405 | G100000803916 | https://www.gem.wiki/Xinjiang_Wujiaqu_Wujiaqu_TBEA_solar_farm | Global Solar Power Tracker - February 2026 |  | 不适用 | 运行参数继承参考Generators_data.csv的风电/光伏设定
3625 | XJ | 5 | 新疆 | Changji AP | Hutubi | 五家渠振发新能源科技有限公司30兆瓦并网光伏发电项目 | Xinjiang Wujiaqu Zhenfa New Energy solar farm | -- | 光伏 | PV | 30 | operating | 2017 | Wujiaqu Zhenfa New Energy Technology Co Ltd [100%] | Wujiaqu Zhenfa New Energy Technology CO LTD Hutubi Branch | 44.4937 | 86.9179 | L100000802624 | G100000803094 | https://www.gem.wiki/Xinjiang_Wujiaqu_Zhenfa_New_Energy_solar_farm | Global Solar Power Tracker - February 2026 |  | 不适用 | 运行参数继承参考Generators_data.csv的风电/光伏设定
3626 | XJ | 5 | 新疆 | Ürümqi | Dabancheng District | 华电北疆乌鲁木齐 100 万千瓦项目20 万千瓦光伏发电项目 | Xinjiang Wulumuqi Dabancheng (Huadian) 200 MW solar power plant | -- | 光伏 | PV | 200 | operating | 2023 | Huadian New Energy Group Co Ltd [100%] | Xinjiang Huadian Dabancheng New Energy | 43.4290 | 88.3310 | L100000811462 | G100000813958 | https://www.gem.wiki/Xinjiang_Wulumuqi_Dabancheng_(Huadian)_200_MW_solar_power_plant | Global Solar Power Tracker - February 2026 |  | 不适用 | 运行参数继承参考Generators_data.csv的风电/光伏设定
3627 | XJ | 5 | 新疆 | Kizilsu AP | Wuqia | 克州2021-2022年新增光伏发电项目乌恰100兆瓦 | Xinjiang Wuqia (Huadian) 100 MW solar power plant | -- | 光伏 | PV | 100 | operating | 2022 | Huadian Xinjiang Power Generation Co Ltd [100%] |  | 39.6598 | 76.7374 | L100000811463 | G100000813959 | https://www.gem.wiki/Xinjiang_Wuqia_(Huadian)_100_MW_solar_power_plant | Global Solar Power Tracker - February 2026 |  | 不适用 | 运行参数继承参考Generators_data.csv的风电/光伏设定
3628 | XJ | 5 | 新疆 | Kizilsu AP | Wuqia | 华电新疆乌恰250MW集中式光伏发电项目 | Xinjiang Wuqia (Huadian) 250 MW solar farm | -- | 光伏 | PV | 250 | operating | 2025 | Huadian Wuqia New Energy Development Co Ltd |  | 39.3750 | 75.0740 | L100001018962 | G100001021296 | https://www.gem.wiki/Xinjiang_Wuqia_(Huadian)_250_MW_solar_farm | Global Solar Power Tracker - February 2026 |  | 不适用 | 运行参数继承参考Generators_data.csv的风电/光伏设定
3629 | XJ | 5 | 新疆 | Kizilsu AP | Wuqia | 综艺(克州)新能源克孜勒苏州乌恰20MW光伏并网发电工程 | Xinjiang Wuqia Kezhou solar farm | -- | 光伏 | PV | 20 | operating | 2014 | Jiangsu Zongyi Solar Power Co Ltd [100%] | Variety Show (Kezhou) New Energy | 39.6949 | 73.9258 | L100000803347 | G100000803853 | https://www.gem.wiki/Xinjiang_Wuqia_Kezhou_solar_farm | Global Solar Power Tracker - February 2026 |  | 不适用 | 运行参数继承参考Generators_data.csv的风电/光伏设定
3630 | XJ | 5 | 新疆 | Aksu Prefecture | Uqturpan (Wushi) | 华能乌什700兆瓦光储一体化项目 | Xinjiang Wushi (Huaneng) 700 MW solar power plant | 1 | 光伏 | PV | 450 | operating | 2023 | Huaneng Xinjiang Energy Development Co Ltd [100%] |  | 41.2110 | 79.7080 | L100000811465 | G100000813961 | https://www.gem.wiki/Xinjiang_Wushi_(Huaneng)_700_MW_solar_power_plant | Global Solar Power Tracker - February 2026 |  | 不适用 | 运行参数继承参考Generators_data.csv的风电/光伏设定
3631 | XJ | 5 | 新疆 | Aksu Prefecture | Uqturpan (Wushi) |  | Xinjiang Wushi (Huaneng) 700 MW solar power plant | 2 | 光伏 | PV | 250 | operating | 2023 |  |  | 41.2110 | 79.7080 | L100000811465 | G100001000660 | https://www.gem.wiki/Xinjiang_Wushi_(Huaneng)_700_MW_solar_power_plant | Global Solar Power Tracker - February 2026 |  | 不适用 | 运行参数继承参考Generators_data.csv的风电/光伏设定
3632 | XJ | 5 | 新疆 | Aksu Prefecture | Uqturpan (Wushi) | 阿克苏地区2021年 第二批光伏发电项目广东水电乌什县光伏 | Xinjiang Wushi Guangdong Hydro solar power plant | -- | 光伏 | PV | 100 | operating | 2023 | Guangdong Hydropower Second Bureau Co Ltd [100%] | Wushi Couty Guangdong Hydro New Energy | 41.2495 | 79.2901 | L100000811466 | G100000813962 | https://www.gem.wiki/Xinjiang_Wushi_Guangdong_Hydro_solar_power_plant | Global Solar Power Tracker - February 2026 |  | 不适用 | 运行参数继承参考Generators_data.csv的风电/光伏设定
3633 | XJ | 5 | 新疆 | Aksu Prefecture | Uqturpan (Wushi) | 华能新疆乌什100兆瓦并网光伏发电项目 | Xinjiang Wushi Huaneng solar power plant | 1 | 光伏 | PV | 100 | operating | 2022 | Huaneng Xinjiang Energy Development Co Ltd [100%] |  | 41.2110 | 79.7080 | L100000811467 | G100000813963 | https://www.gem.wiki/Xinjiang_Wushi_Huaneng_solar_power_plant | Global Solar Power Tracker - February 2026 |  | 不适用 | 运行参数继承参考Generators_data.csv的风电/光伏设定
3634 | XJ | 5 | 新疆 | Aksu Prefecture | Uqturpan (Wushi) | 华能乌什县光伏二期100兆瓦光伏并网发电项目 | Xinjiang Wushi Huaneng solar power plant | 2 | 光伏 | PV | 100 | operating | 2022 | Huaneng Xinjiang Energy Development Co Ltd [100%] |  | 41.2110 | 79.7080 | L100000811467 | G100000813964 | https://www.gem.wiki/Xinjiang_Wushi_Huaneng_solar_power_plant | Global Solar Power Tracker - February 2026 |  | 不适用 | 运行参数继承参考Generators_data.csv的风电/光伏设定
3635 | XJ | 5 | 新疆 | Aksu Prefecture | Uqturpan (Wushi) | 乌什县金华电力有限公司20兆瓦并网光伏发电项目 | Xinjiang Wushi Jinhua solar farm | -- | 光伏 | PV | 20 | operating | 2016 | CPI Xinjiang Energy and Chemical Group Mulei New Energy Co Ltd [100%] | Wushi Jinhua Electric Power | 41.2126 | 79.7085 | L100000803094 | G100000803584 | https://www.gem.wiki/Xinjiang_Wushi_Jinhua_solar_farm | Global Solar Power Tracker - February 2026 |  | 不适用 | 运行参数继承参考Generators_data.csv的风电/光伏设定
3636 | XJ | 5 | 新疆 | Aksu Prefecture | Uqturpan (Wushi) | 龙柏阿克苏乌什20兆瓦光伏并网发电项目 | Xinjiang Wushi Longbai solar farm | -- | 光伏 | PV | 20 | operating | 2016 | Xinjiang Silk Road Zeyuan New Energy Co Ltd [100%] | Wushi Longbai Power Investment | 41.2155 | 79.2337 | L100000803048 | G100000803537 | https://www.gem.wiki/Xinjiang_Wushi_Longbai_solar_farm | Global Solar Power Tracker - February 2026 |  | 不适用 | 运行参数继承参考Generators_data.csv的风电/光伏设定
3637 | XJ | 5 | 新疆 | Tacheng Prefecture | Wusu City | 乌苏市中晶光伏发电塔城乌苏20.0MW光伏并网发电工程 | Xinjiang Wusu Zhongjing solar farm | -- | 光伏 | PV | 20 | operating | 2014 | Jinko Power Co Ltd [100%] | Wusu Zhongjing Photovoltaic Power Generation | 44.4734 | 84.2594 | L100000803324 | G100000803830 | https://www.gem.wiki/Xinjiang_Wusu_Zhongjing_solar_farm | Global Solar Power Tracker - February 2026 |  | 不适用 | 运行参数继承参考Generators_data.csv的风电/光伏设定
3638 | XJ | 5 | 新疆 | Aksu Prefecture | Xayar | 中电建沙雅县25万千瓦光伏产业园区低碳转型新能源项目 | Xinjiang Xayar Industrial Park De-Carbonization solar project | -- | 光伏 | PV | 250 | operating | 2025 | China Power Construction Group Co Ltd |  | 40.8360 | 82.6960 | L100001020023 | G100001022764 | https://www.gem.wiki/Xinjiang_Xayar_Solar_Park_De-Carbonization_project | Global Solar Power Tracker - February 2026 |  | 不适用 | 运行参数继承参考Generators_data.csv的风电/光伏设定
3639 | XJ | 5 | 新疆 | Hami | Yizhou District | 西勘院石城子二期光伏发电项目 | Xinjiang Xikanyuan Shichengzi solar farm | 2 | 光伏 | PV | 20 | operating | 2016 | China Power Construction New Energy Group Co Ltd [100%] | Sinohydro Hami New Energy Development | 43.0335 | 93.5884 | L100000803066 | G100000803555 | https://www.gem.wiki/Xinjiang_Xikanyuan_Shichengzi_solar_farm | Global Solar Power Tracker - February 2026 |  | 不适用 | 运行参数继承参考Generators_data.csv的风电/光伏设定
3640 | XJ | 5 | 新疆 | Bayingolin AP | Yuli | 新疆兴业二师33团二期20MW光伏发电项目 | Xinjiang Xingye Second Division 33 Regiment solar farm | 2 | 光伏 | PV | 20 | operating | 2016 | Hunan Shuifa Xingye Green Energy Co Ltd [100%] | Xinjiang Xingye New Energy | 41.3497 | 86.2503 | L100000803029 | G100000803518 | https://www.gem.wiki/Xinjiang_Xingye_Second_Division_33_Regiment_solar_farm | Global Solar Power Tracker - February 2026 |  | 不适用 | 运行参数继承参考Generators_data.csv的风电/光伏设定
3641 | XJ | 5 | 新疆 | Aksu Prefecture | Xinhe | 华电新和400MW光伏项目 | Xinjiang Xinhe (Huadian) Industrial Park Decarbonization solar farm | -- | 光伏 | PV | 400 | operating | 2025 | Huadian Kuche New Energy Co Ltd |  | 41.5440 | 85.5220 | L100001018961 | G100001021294 | https://www.gem.wiki/Xinjiang_Xinhe_(Huadian)_solar_farm | Global Solar Power Tracker - February 2026 |  | 不适用 | 运行参数继承参考Generators_data.csv的风电/光伏设定
3642 | XJ | 5 | 新疆 | Ili AP | Xinyuan County | 伊犁新源县晶科9万千瓦光伏发电项目 | Xinjiang Xinyuan (Jingke) solar farm | -- | 光伏 | PV | 90 | operating | 2021 | Xinyuan Jingke Photovoltaic Power Generation Co Ltd [100%] | Xinyuan Jingjia Photovoltaic Power Generation | 43.4304 | 83.2609 | L100000811468 | G100000813965 | https://www.gem.wiki/Xinjiang_Xinyuan_(Jingke)_solar_farm | Global Solar Power Tracker - February 2026 |  | 不适用 | 运行参数继承参考Generators_data.csv的风电/光伏设定
3643 | XJ | 5 | 新疆 | Ürümqi | Shuimogou District | 新疆希望创美十二师104团20MW光伏发电项目 | Xinjiang Xiwang Chuangmei solar farm | -- | 光伏 | PV | 20 | operating | 2016 | State Power Investment Corporation Inner Mongolia New Energy Co Ltd [100%] | Xinjiang Hope Chuangmei Photoelectric Engineering | 43.8620 | 87.6127 | L100000803033 | G100000803522 | https://www.gem.wiki/Xinjiang_Xiwang_Chuangmei_solar_farm | Global Solar Power Tracker - February 2026 |  | 不适用 | 运行参数继承参考Generators_data.csv的风电/光伏设定
3644 | XJ | 5 | 新疆 | Bayingolin AP | Yanqi AC | 焉耆新奥太阳能源巴音郭楞州20.0MW光伏并网发电工程 | Xinjiang Yanqi Xin'ao solar farm | -- | 光伏 | PV | 20 | operating | 2014 | Xinjiang Silk Road Tianyuan New Energy Co Ltd [100%] | Yanqi Xin'ao Solar Energy | 42.0582 | 86.5724 | L100000803366 | G100000803872 | https://www.gem.wiki/Xinjiang_Yanqi_Xin'ao_solar_farm | Global Solar Power Tracker - February 2026 |  | 不适用 | 运行参数继承参考Generators_data.csv的风电/光伏设定
3645 | XJ | 5 | 新疆 | Kashgar Prefecture | Kargilik (Yecheng) | 新疆华电叶城5OMW光伏发电项目 | Xinjiang Yecheng (Huadian) solar farm | -- | 光伏 | PV | 50 | operating | 2021 |  |  | 37.7890 | 77.5910 | L100000829020 | G100000832787 | https://www.gem.wiki/Xinjiang_Yecheng_(Huadian)_solar_farm | Global Solar Power Tracker - February 2026 |  | 不适用 | 运行参数继承参考Generators_data.csv的风电/光伏设定
3646 | XJ | 5 | 新疆 | Kashgar Prefecture | Kargilik (Yecheng) | 塔里木油田叶城县12.5万千瓦/50万千瓦时配套储能50万千瓦光伏并网发电项目 | Xinjiang Yecheng County (Tarim Oilfield) 500 MW Solar and Storage solar project | -- | 光伏 | PV | 500 | operating | 2023 | China National Petroleum and Natural Gas LTD Tarim Oilfield Branch Co [100%] |  | 37.1521 | 77.0544 | L100000811470 | G100000813967 | https://www.gem.wiki/Xinjiang_Yecheng_County_(Tarim_Oilfield)_500_MW_Solar_and_Storage_solar_project | Global Solar Power Tracker - February 2026 |  | 不适用 | 运行参数继承参考Generators_data.csv的风电/光伏设定
3647 | XJ | 5 | 新疆 | Kashgar Prefecture | Kargilik (Yecheng) | 瑞城喀什叶城20兆瓦光伏并网发电项目 | Xinjiang Yecheng Ruicheng solar farm | -- | 光伏 | PV | 20 | operating | 2018 | Kashi Ruicheng New Energy Technology Co Ltd [100%] | Yecheng Ruicheng New Energy Technology | 37.4191 | 77.4309 | L100000803102 | G100000803592 | https://www.gem.wiki/Xinjiang_Yecheng_Ruicheng_solar_farm | Global Solar Power Tracker - February 2026 |  | 不适用 | 运行参数继承参考Generators_data.csv的风电/光伏设定
3648 | XJ | 5 | 新疆 | Kashgar Prefecture | Yengisar | 英吉沙500MW光伏治沙项目 | Xinjiang Yengisar Desert Control solar farm | -- | 光伏 | PV | 500 | operating | 2025 | Chiuna Power Construction Consulting Group Northwest Design Institute Co Ltd [100%] |  | 38.6330 | 76.4380 | L100000829021 | G100000832788 | https://www.gem.wiki/Xinjiang_Yingjisha_Desert_Control_solar_farm | Global Solar Power Tracker - February 2026 |  | 不适用 | 运行参数继承参考Generators_data.csv的风电/光伏设定
3649 | XJ | 5 | 新疆 | Ili AP | Gongliu | 新疆伊阳能源科技有限公司73团一期30MWP光伏发电项目 | Xinjiang Yili 73rd Brigade Yiyang solar farm | 1 | 光伏 | PV | 30 | operating | 2016 | Zhejiang Qingneng Energy Development Co Ltd [100%] | Xinjiang Yiyang Energy Technology | 43.5223 | 81.9038 | L100000802289 | G100000802744 | https://www.gem.wiki/Xinjiang_Yili_73rd_Brigade_Yiyang_solar_farm | Global Solar Power Tracker - February 2026 |  | 不适用 | 运行参数继承参考Generators_data.csv的风电/光伏设定
3650 | XJ | 5 | 新疆 | Ili AP | Qaqpal | 特变电工伊犁州察布查尔一期20兆瓦光伏并网发电项目 | Xinjiang Yili Chabuchar TBEA Grid-Connected solar farm | 1 | 光伏 | PV | 20 | operating | 2015 | Shaanxi Jidian Energy Co Ltd [100%] | Chabuchar Huaguang Power Generation | 43.8407 | 81.1522 | L100000802261 | G100000802703 | https://www.gem.wiki/Xinjiang_Yili_Chabuchar_TBEA_Grid-Connected_solar_farm | Global Solar Power Tracker - February 2026 |  | 不适用 | 运行参数继承参考Generators_data.csv的风电/光伏设定
3651 | XJ | 5 | 新疆 | Ili AP | Khorgas City | 伊犁协鑫能源有限公司30兆瓦光伏电站 | Xinjiang Yili GCL Energy solar farm | -- | 光伏 | PV | 30 | operating | 2015 | Huaneng Gongrong No. 2 [23%]; Xinjiang Production and Construction Corps Investment Co Ltd [43%]; Huaneng Gongrong No. 1 [34%] | Yili GCL Energy | 44.2776 | 80.4616 | L100000802626 | G100000803096 | https://www.gem.wiki/Xinjiang_Yili_GCL_Energy_solar_farm | Global Solar Power Tracker - February 2026 |  | 不适用 | 运行参数继承参考Generators_data.csv的风电/光伏设定
3652 | XJ | 5 | 新疆 | Ili AP | Nilka | 中利腾晖尼勒克县2万千瓦太阳能并网光伏发电项目 | Xinjiang Yili Nileke Zhongli Tenghui solar farm | -- | 光伏 | PV | 20 | operating | 2015 | China Power Investment Xinjiang Energy Chemical Industry Group Turpan Co Ltd [100%] | Nilek Zhongli Tenghui Photovoltaic Power Generation | 43.8620 | 83.1209 | L100000802620 | G100000803090 | https://www.gem.wiki/Xinjiang_Yili_Nileke_Zhongli_Tenghui_solar_farm | Global Solar Power Tracker - February 2026 |  | 不适用 | 运行参数继承参考Generators_data.csv的风电/光伏设定
3653 | XJ | 5 | 新疆 | Ili AP | Tekes | 特克斯昱辉太阳能伊犁特克斯一期20.0MW发电工程 | Xinjiang Yili Tekesi Yuhui Grid-Connected solar farm | 1 | 光伏 | PV | 20 | operating | 2014 | Zhejiang Qingneng Energy Development Co Ltd [100%] | Tekesi Yuhui Solar Energy Development | 43.2479 | 81.8519 | L100000802262 | G100000802704 | https://www.gem.wiki/Xinjiang_Yili_Tekesi_Yuhui_Grid-Connected_solar_farm | Global Solar Power Tracker - February 2026 |  | 不适用 | 运行参数继承参考Generators_data.csv的风电/光伏设定
3654 | XJ | 5 | 新疆 | Ili AP | Khorgas City | 伊犁新晖四师61团20兆瓦光伏发电项目 | Xinjiang Yili Xinhui solar farm | -- | 光伏 | PV | 20 | operating | 2017 | China Power Investment Xinjiang Energy Chemical Industry Group Turpan Co Ltd [100%] | Yili Xinhui Photovoltaic Power Generation | 44.1578 | 80.4098 | L100000802627 | G100000803097 | https://www.gem.wiki/Xinjiang_Yili_Xinhui_solar_farm | Global Solar Power Tracker - February 2026 |  | 不适用 | 运行参数继承参考Generators_data.csv的风电/光伏设定
3655 | XJ | 5 | 新疆 | Kashgar Prefecture | Yengisar | 中建材保德喀什英吉沙20兆瓦光伏并网发电项目 | Xinjiang Yingjisha Baode solar farm | -- | 光伏 | PV | 20 | operating | 2016 | State Power Investment Corporation Inner Mongolia New Energy Co Ltd [100%] | Yingjisha Baode Photovoltaic Power Generation | 38.9680 | 76.1618 | L100000803071 | G100000803560 | https://www.gem.wiki/Xinjiang_Yingjisha_Baode_solar_farm | Global Solar Power Tracker - February 2026 |  | 不适用 | 运行参数继承参考Generators_data.csv的风电/光伏设定
3656 | XJ | 5 | 新疆 | Ili AP | Yining | 国网能源哈密大南湖二号露天煤矿输煤廊道北区5.9兆瓦分布式光伏发电项目 | Xinjiang Yining State Grid Energy Hami Dananhu No 2 Open-pit Coal Coal Conveyance Corridor North Area solar project | -- | 光伏 | Assumed PV | 5.9 | operating |  |  |  | 42.8174 | 93.5142 | L100001031371 | G100001036643 | https://www.gem.wiki/Xinjiang_Yining_State_Grid_Energy_Hami_Dananhu_No_2_Open-pit_Coal_Coal_Conveyance_Corridor_North_Area_solar_project | Global Solar Power Tracker - February 2026 |  | 不适用 | 运行参数继承参考Generators_data.csv的风电/光伏设定
3657 | XJ | 5 | 新疆 | Ili AP | Yining | 国网能源哈密大南湖二号露天煤矿输煤廊道南区5.9兆瓦分布式光伏发电项目 | Xinjiang Yining State Grid Energy Hami Dananhu No 2 Open-pit Coal Coal Conveyance Corridor South Area solar project | -- | 光伏 | Assumed PV | 5.9 | operating |  |  |  | 42.8174 | 93.5142 | L100001031372 | G100001036644 | https://www.gem.wiki/Xinjiang_Yining_State_Grid_Energy_Hami_Dananhu_No_2_Open-pit_Coal_Coal_Conveyance_Corridor_South_Area_solar_project | Global Solar Power Tracker - February 2026 |  | 不适用 | 运行参数继承参考Generators_data.csv的风电/光伏设定
3658 | XJ | 5 | 新疆 | Hami | Yiwu | 国投伊吾县2.5万千瓦/10万千瓦时储能配套10万千瓦光伏市场化并网发电项目 | Xinjiang Yiwu (SDIC) Energy Storage solar farm | -- | 光伏 | PV | 100 | operating | 2023 | State Development Investment Xinjiang New Energy Co Ltd [100%] |  | 43.7090 | 94.7450 | L100000811471 | G100000813968 | https://www.gem.wiki/Xinjiang_Yiwu_(SDIC)_Energy_Storage_solar_farm | Global Solar Power Tracker - February 2026 |  | 不适用 | 运行参数继承参考Generators_data.csv的风电/光伏设定
3659 | XJ | 5 | 新疆 | Hami | Yiwu | 伊吾太科光伏电力哈密航天20MW光伏并网发电工程 | Xinjiang Yiwu Taike solar farm | -- | 光伏 | PV | 20 | operating | 2015 | Shangshi Aerospace Xinghe Energy (Shanghai) Co Ltd [100%] | Yiwu Taike Photovoltaic Power | 43.6273 | 94.8775 | L100000803352 | G100000803858 | https://www.gem.wiki/Xinjiang_Yiwu_Taike_solar_farm | Global Solar Power Tracker - February 2026 |  | 不适用 | 运行参数继承参考Generators_data.csv的风电/光伏设定
3660 | XJ | 5 | 新疆 | Hami | Yizhou District | 哈密恒鑫新能源新疆兵团十三师红星二场20.0MW发电工程 | Xinjiang Yizhou Hengxin solar farm | -- | 光伏 | PV | 20 | operating | 2015 | China Nuclear Exchange Energy Co Ltd [100%] | Hami Hengxin New Energy Technology | 42.3590 | 93.4493 | L100000803372 | G100000803879 | https://www.gem.wiki/Xinjiang_Yizhou_Hengxin_solar_farm | Global Solar Power Tracker - February 2026 |  | 不适用 | 运行参数继承参考Generators_data.csv的风电/光伏设定
3661 | XJ | 5 | 新疆 | Hami | Yizhou District | 哈密朝翔新能源中科恒源20MW光伏并网发电工程 | Xinjiang Yizhou Shichengzi Chaoxiang solar farm | -- | 光伏 | PV | 20 | operating | 2013 | China Nuclear Exchange Energy Co Ltd [100%] | Hami Chaoxiang New Energy Technology | 42.8234 | 93.5052 | L100000803350 | G100000803856 | https://www.gem.wiki/Xinjiang_Yizhou_Shichengzi_Chaoxiang_solar_farm | Global Solar Power Tracker - February 2026 |  | 不适用 | 运行参数继承参考Generators_data.csv的风电/光伏设定
3662 | XJ | 5 | 新疆 | Hami | Yizhou District | 哈密佳灵光电科技公司20.0MW光伏并网发电工程 | Xinjiang Yizhou Shichengzi Jialing solar farm | -- | 光伏 | PV | 20 | operating | 2014 | Wu Miao [2%]; Sichuan Jialing Electrical Co Ltd [22%]; China Power Investment Xinjiang Energy and Chemical Industry Group Hami Co Ltd [75%] | Hami Jialing Photoelectric Technology | 42.8234 | 93.5052 | L100000803362 | G100000803868 | https://www.gem.wiki/Xinjiang_Yizhou_Shichengzi_Jialing_solar_farm | Global Solar Power Tracker - February 2026 |  | 不适用 | 运行参数继承参考Generators_data.csv的风电/光伏设定
3663 | XJ | 5 | 新疆 | Hami | Yizhou District | 三峡新能源哈密石城子20MWp并网光伏电站一期项目 | Xinjiang Yizhou Shichengzi Three Gorges solar farm | 1 | 光伏 | PV | 20 | operating | 2013 | China Three Gorges New Energy (Group) Co Ltd [100%] | Three Gorges New Energy Hami Wind Power | 42.8234 | 93.5052 | L100000803361 | G100000830926 | https://www.gem.wiki/Xinjiang_Yizhou_Shichengzi_Three_Gorges_solar_farm | Global Solar Power Tracker - February 2026 |  | 不适用 | 运行参数继承参考Generators_data.csv的风电/光伏设定
3664 | XJ | 5 | 新疆 | Hami | Yizhou District | 三峡新能源哈密石城子20MW光伏并网发电工程 | Xinjiang Yizhou Shichengzi Three Gorges solar farm | 2 | 光伏 | PV | 20 | operating | 2013 | China Three Gorges New Energy (Group) Co Ltd [100%] | Three Gorges New Energy Hami Wind Power | 42.8234 | 93.5052 | L100000803361 | G100000803867 | https://www.gem.wiki/Xinjiang_Yizhou_Shichengzi_Three_Gorges_solar_farm | Global Solar Power Tracker - February 2026 |  | 不适用 | 运行参数继承参考Generators_data.csv的风电/光伏设定
3665 | XJ | 5 | 新疆 | Kashgar Prefecture | Yopurga | 岳普湖海润光伏发电喀什20.0MW光伏并网发电工程 | Xinjiang Yopurga Hairun solar farm | -- | 光伏 | PV | 20 | operating | 2014 | unknown [1%]; Jiangsu Sunshine Group Co Ltd [99%] | Yuepuhu Hairun Photovoltaic Power Generation | 39.2358 | 76.7696 | L100000803367 | G100000803874 | https://www.gem.wiki/Xinjiang_Yopurga_Hairun_solar_farm | Global Solar Power Tracker - February 2026 |  | 不适用 | 运行参数继承参考Generators_data.csv的风电/光伏设定
3666 | XJ | 5 | 新疆 | Kashgar Prefecture | Yopurga | 岳普湖高科新能源发电有限公司20MW光伏发电项目 | Xinjiang Yuepuhu Hi-tech solar farm | -- | 光伏 | PV | 20 | operating | 2013 | Hangzhou Taijing Photovoltaic Power Generation Co Ltd [100%] | Yuepuhu High Tech New Energy Power Generation | 39.2380 | 76.7683 | L100000803123 | G100000803614 | https://www.gem.wiki/Xinjiang_Yuepuhu_Hi-tech_solar_farm | Global Solar Power Tracker - February 2026 |  | 不适用 | 运行参数继承参考Generators_data.csv的风电/光伏设定
3667 | XJ | 5 | 新疆 | Kashgar Prefecture | Yopurga | 欣荣三师42团20兆瓦并网光伏电站项目 | Xinjiang Yuepuhu Xinrong solar farm | -- | 光伏 | PV | 20 | operating | 2016 | Tumushuke Xinrong New Energy Technology Co Ltd [100%] | Tumshuke Xinrong New Energy Technology CO LTD Yuepu Lake Branch | 39.1559 | 77.0671 | L100000803031 | G100000803520 | https://www.gem.wiki/Xinjiang_Yuepuhu_Xinrong_solar_farm | Global Solar Power Tracker - February 2026 |  | 不适用 | 运行参数继承参考Generators_data.csv的风电/光伏设定
3668 | XJ | 5 | 新疆 | Bayingolin AP | Yuli | 中广核尉犁100兆瓦集中式光伏发电项目 | Xinjiang Yuli (China Guangdong Nuclear) solar farm | -- | 光伏 | PV | 100 | operating | 2024 | China Guangdong Nuclear New Energy Holdings Co Ltd [100%] |  | 40.6970 | 87.4210 | L100000829023 | G100000832790 | https://www.gem.wiki/Xinjiang_Yuli_(China_Guangdong_Nuclear)_solar_farm | Global Solar Power Tracker - February 2026 |  | 不适用 | 运行参数继承参考Generators_data.csv的风电/光伏设定
3669 | XJ | 5 | 新疆 | Bayingolin AP | Yuli | 深能尉犁县45万千瓦光火储一体化项目 | Xinjiang Yuli (Shenzhen Energy) solar/thermal/storage complex | -- | 光伏 | PV | 450 | operating | 2025 | Shenzhen Energy Group Xinjiang Branch Co [100%] | Shenzhen Energy Yuli Energy Development | 41.2590 | 86.4990 | L100000829024 | G100000832791 | https://www.gem.wiki/Xinjiang_Yuli_(Shenzhen_Energy)_solar/thermal/storage_complex | Global Solar Power Tracker - February 2026 |  | 不适用 | 运行参数继承参考Generators_data.csv的风电/光伏设定
3670 | XJ | 5 | 新疆 | Bayingolin AP | Yuli | 新疆塔里木油田尉犁县10万千瓦光伏发电项目 | Xinjiang Yuli (Tarim Oilfield) solar farm | -- | 光伏 | PV | 100 | operating | 2023 | Tarim Oilfield company of China Oil and Gas Group Co Ltd |  | 41.0980 | 86.5640 | L100001047356 | G100001053880 | https://www.gem.wiki/Xinjiang_Yuli_(Tarim_Oilfield)_solar_farm | Global Solar Power Tracker - February 2026 |  | 不适用 | 运行参数继承参考Generators_data.csv的风电/光伏设定
3671 | XJ | 5 | 新疆 | Bayingolin AP | Yuli | 新疆兴业新能源新疆兵团二师三十三团30.0MW发电工程 | Xinjiang Yuli Talimu Xingye solar farm | -- | 光伏 | PV | 30 | operating | 2013 | Hunan Shuifa Xingye Green Energy Co Ltd [100%] | Xinjiang Xingye New Energy | 41.2902 | 86.2711 | L100000803370 | G100000803877 | https://www.gem.wiki/Xinjiang_Yuli_Talimu_Xingye_solar_farm | Global Solar Power Tracker - February 2026 |  | 不适用 | 运行参数继承参考Generators_data.csv的风电/光伏设定
3672 | XJ | 5 | 新疆 | Bayingolin AP | Yuli | 塔里木能源尉犁县10万千瓦光伏 | Xinjiang Yuli Tarim Oil solar power plant | -- | 光伏 | PV | 100 | operating | 2022 | Changzhou Trina Smart Energy Engineering Co Ltd; Xinjiang Bazhou Tarim Energy Co Ltd |  | 40.6544 | 87.8061 | L100000811472 | G100000813969 | https://www.gem.wiki/Xinjiang_Yuli_Tarim_Oil_solar_power_plant | Global Solar Power Tracker - February 2026 |  | 不适用 | 运行参数继承参考Generators_data.csv的风电/光伏设定
3673 | XJ | 5 | 新疆 | Bayingolin AP | Yuli | 中建材浚鑫新疆尉犁20兆瓦光伏发电项目 | Xinjiang Yuli Zhongjiancai Junxin solar farm | 1 | 光伏 | PV | 20 | operating | 2013 | State Power Investment Corporation Inner Mongolia New Energy Co Ltd [100%] | Yuli Zhongjiancai Junxin Photovoltaic Power Generation | 41.3442 | 86.2560 | L100000803082 | G100000803571 | https://www.gem.wiki/Xinjiang_Yuli_Zhongjiancai_Junxin_solar_farm | Global Solar Power Tracker - February 2026 |  | 不适用 | 运行参数继承参考Generators_data.csv的风电/光伏设定
3674 | XJ | 5 | 新疆 | Bayingolin AP | Yuli | 中建材浚鑫巴州尉犁二期20兆瓦并网光伏电站项目 | Xinjiang Yuli Zhongjiancai Junxin solar farm | 2 | 光伏 | PV | 20 | operating | 2016 | State Power Investment Corporation Inner Mongolia New Energy Co Ltd [100%] | Yuli Zhongjiancai Junxin Photovoltaic Power Generation | 41.3442 | 86.2560 | L100000803082 | G100000803572 | https://www.gem.wiki/Xinjiang_Yuli_Zhongjiancai_Junxin_solar_farm | Global Solar Power Tracker - February 2026 |  | 不适用 | 运行参数继承参考Generators_data.csv的风电/光伏设定
3675 | XJ | 5 | 新疆 | Hotan Prefecture | Keriya (Yutian) | 华电于田40万千瓦光伏项目 | Xinjiang Yutian (Huadian) solar farm | 1 | 光伏 | PV | 200 | operating | 2025 | Huadian Yutian New Energy Power Generation Co Ltd |  | 36.7930 | 82.2490 | L100001007566 | G100001008725 | https://www.gem.wiki/Xinjiang_Yutian_(Huadian)_solar_farm | Global Solar Power Tracker - February 2026 |  | 不适用 | 运行参数继承参考Generators_data.csv的风电/光伏设定
3676 | XJ | 5 | 新疆 | Hotan Prefecture | Keriya (Yutian) | 华电于田40万千瓦光伏项目, 华电于田40万千瓦光伏项目 | Xinjiang Yutian (Huadian) solar farm | 2 | 光伏 | PV | 200 | operating | 2025 | Huadian Yutian New Energy Power Generation Co Ltd |  | 36.7930 | 82.2490 | L100001007566 | G100001054192 | https://www.gem.wiki/Xinjiang_Yutian_(Huadian)_solar_farm | Global Solar Power Tracker - February 2026 |  | 不适用 | 运行参数继承参考Generators_data.csv的风电/光伏设定
3677 | XJ | 5 | 新疆 | Hotan Prefecture | Keriya (Yutian) | 华能新疆公司和田地区于田县50万千瓦光伏项目 | Xinjiang Yutian (Huaneng) solar farm | -- | 光伏 | PV | 500 | operating | 2025 | Yutian County Huaneng New Energy Co Ltd |  | 36.8010 | 81.8930 | L100001018839 | G100001021131 | https://www.gem.wiki/Xinjiang_Yutian_(Huaneng)_solar_farm | Global Solar Power Tracker - February 2026 |  | 不适用 | 运行参数继承参考Generators_data.csv的风电/光伏设定
3678 | XJ | 5 | 新疆 | Hotan Prefecture | Keriya (Yutian) | 新疆于田新风发电和田20MW光伏并网发电工程 | Xinjiang Yutian Xinfeng solar farm | -- | 光伏 | PV | 20 | operating | 2015 | Xinjiang Wind ENERGY Co Ltd [100%] | Xinjiang Yutian Xinfeng Power Generation | 37.0882 | 81.8122 | L100000803343 | G100000803849 | https://www.gem.wiki/Xinjiang_Yutian_Xinfeng_solar_farm | Global Solar Power Tracker - February 2026 |  | 不适用 | 运行参数继承参考Generators_data.csv的风电/光伏设定
3679 | XJ | 5 | 新疆 | Ürümqi | Ürümqi | 华能新疆公司乌鲁木齐新特公司27万千瓦风光加密示范项目, 华能新疆公司乌鲁木齐新特公司27万千瓦风光加密示范项目 | Xinjiang Ürümqi (Huaneng) Renewables Complex solar farm | -- | 光伏 | PV | 140 | operating | 2025 | Huaneng Turpan Windpower Co Ltd; Urumqi Xinte Power Generation Co Ltd |  | 43.4062 | 88.0367 | L100001018905 | G100001021222 | https://www.gem.wiki/Xinjiang_Ürümqi_(Huaneng)_Renewables_Complex_solar_farm | Global Solar Power Tracker - February 2026 |  | 不适用 | 运行参数继承参考Generators_data.csv的风电/光伏设定
3680 | XJ | 5 | 新疆 | Ürümqi | Midong District | 甘泉堡增量配电网300兆瓦光伏项目 | Xinjiang Ürümqi Ganquanbao Development Zone solar farm | -- | 光伏 | PV | 300 | operating | 2024 | China Energy Investment Ganquanbao Comprehensive Energy Co Ltd |  | 44.7270 | 87.5350 | L100001025853 | G100001030880 | https://www.gem.wiki/Xinjiang_Ürümqi_Ganquanbao_Development_Zone_solar_farm | Global Solar Power Tracker - February 2026 |  | 不适用 | 运行参数继承参考Generators_data.csv的风电/光伏设定
3681 | XJ | 5 | 新疆 | Ürümqi | Midong District | 中绿电乌鲁木齐市米东区350万千瓦光伏项目 | Xinjiang Ürümqi Midong District (China Green Energy) solar farm | 1 | 光伏 | PV | 2000 | operating | 2024 | Tianjin China Green Power Investment Co Ltd [100%] | Urumqi China Green Power New Energy | 44.0830 | 87.7440 | L100000829019 | G100000832786 | https://www.gem.wiki/Xinjiang_Ürümqi_Midong_District_(China_Green_Energy)_solar_farm | Global Solar Power Tracker - February 2026 |  | 不适用 | 运行参数继承参考Generators_data.csv的风电/光伏设定
3682 | XJ | 5 | 新疆 | Ürümqi | Midong District | 中绿电乌鲁木齐市米东区350万千瓦光伏项目第二标段 | Xinjiang Ürümqi Midong District (China Green Energy) solar farm | 2 | 光伏 | PV | 1500 | operating | 2024 | Tianjin China Green Power Investment Co Ltd |  | 44.0830 | 87.7440 | L100000829019 | G100001006173 | https://www.gem.wiki/Xinjiang_Ürümqi_Midong_District_(China_Green_Energy)_solar_farm | Global Solar Power Tracker - February 2026 |  | 不适用 | 运行参数继承参考Generators_data.csv的风电/光伏设定
3683 | XJ | 5 | 新疆 | Liugou | Kuytun City | 新疆奎屯125团100兆瓦农光互补项目 | Xinjiant Kuytun 125th Regiment Agricultural solar farm | -- | 光伏 | PV | 100 | operating | 2024 |  |  | 44.4940 | 85.0090 | L100001019627 | G100001022236 | https://www.gem.wiki/Xinjiant_Kuytun_125th_Regiment_Agricultural_solar_farm | Global Solar Power Tracker - February 2026 |  | 不适用 | 运行参数继承参考Generators_data.csv的风电/光伏设定
3684 | XJ | 5 | 新疆 | Hami | Barköl |  | Xinjiang - Chongqing Power Export wind farms | Huadian | 风电 | Onshore | 4200 | operating | 2025 | Xinjiang Huadian Tianshan Power Generation Co Ltd |  | 44.2405 | 93.3353 | L100000918979 | G100001004839 | https://www.gem.wiki/Xinjiang_-_Chongqing_Transmission_Line_wind_farms | Global Wind Power Tracker - February 2026 |  | 不适用 | 运行参数继承参考Generators_data.csv的风电/光伏设定
3685 | XJ | 5 | 新疆 | Bortala AP | Alashankou City | 龙源阿拉山口风力发电博州阿拉山口风电场三期49.5MW发电工程 | Xinjiang Alashankou (Longyuan) wind farm | 3 | 风电 | Onshore | 50 | operating | 2013 | China Longyuan Power Group Corp Ltd [100%] | Longyuan Alashankou Wind Power Generation | 45.0886 | 82.571 | L100000904832 | G100000905931 | https://www.gem.wiki/Xinjiang_Alashankou_(Longyuan)_wind_farm | Global Wind Power Tracker - February 2026 |  | 不适用 | 运行参数继承参考Generators_data.csv的风电/光伏设定
3686 | XJ | 5 | 新疆 | Bortala AP | Alashankou City | 龙源阿拉山口风电场四期（江巴斯）49.5兆瓦风电项目 | Xinjiang Alashankou (Longyuan) wind farm | 4 | 风电 | Onshore | 50 | operating | 2016 | China Longyuan Power Group Corp Ltd [100%] | Longyuan Alashankou Wind Power Generation | 45.1324 | 82.705 | L100000904832 | G100000905986 | https://www.gem.wiki/Xinjiang_Alashankou_(Longyuan)_wind_farm | Global Wind Power Tracker - February 2026 |  | 不适用 | 运行参数继承参考Generators_data.csv的风电/光伏设定
3687 | XJ | 5 | 新疆 | Altay Prefecture | Burqin | 阿勒泰20万千瓦/80万千瓦时储能项目(配套80万千瓦新能源)储能项目 | Xinjiang Altai (SPIC) Renewable Energy Complex wind farm | Burqin | 风电 | Onshore | 600 | operating | 2024 |  | Altai Shengyuan New Energy | 47.9126 | 88.2741 | L100000918981 | G100000923395 | https://www.gem.wiki/Xinjiang_Altai_(SPIC)_Renewable_Energy_Complex_wind_farm | Global Wind Power Tracker - February 2026 |  | 不适用 | 运行参数继承参考Generators_data.csv的风电/光伏设定
3688 | XJ | 5 | 新疆 | Altay Prefecture | Jeminay | 阿勒泰20万千瓦/80万千瓦时储能项目(配套80万千瓦新能源)储能项目 | Xinjiang Altai (SPIC) Renewable Energy Complex wind farm | Jeminay | 风电 | Onshore | 200 | operating | 2023 |  | Altai Shengyuan New Energy | 47.395 | 86.547 | L100000918981 | G100000923396 | https://www.gem.wiki/Xinjiang_Altai_(SPIC)_Renewable_Energy_Complex_wind_farm | Global Wind Power Tracker - February 2026 |  | 不适用 | 运行参数继承参考Generators_data.csv的风电/光伏设定
3689 | XJ | 5 | 新疆 | Altay Prefecture | Burqin | 粤水电阿勒泰布尔津城南风电场一期 | Xinjiang Altai Burqin Chengnan (Guangdong Hydro) wind farm | 1 | 风电 | Onshore | 50 | operating | 2013 |  | Buerjin County Guangdong Hydro Energy | 47.6729 | 86.7619 | L100000903784 | G100000904700 | https://www.gem.wiki/Xinjiang_Altai_Buerjin_Chengnan_(Guangdong_Hydro)_wind_farm | Global Wind Power Tracker - February 2026 |  | 不适用 | 运行参数继承参考Generators_data.csv的风电/光伏设定
3690 | XJ | 5 | 新疆 | Altay Prefecture | Burqin | 粤水电布尔津风电场二期 | Xinjiang Altai Burqin Chengnan (Guangdong Hydro) wind farm | 2 | 风电 | Onshore | 50 | operating | 2014 |  | Buerjin County Guangdong Hydro Energy | 47.6739 | 86.7083 | L100000903784 | G100000904701 | https://www.gem.wiki/Xinjiang_Altai_Buerjin_Chengnan_(Guangdong_Hydro)_wind_farm | Global Wind Power Tracker - February 2026 |  | 不适用 | 运行参数继承参考Generators_data.csv的风电/光伏设定
3691 | XJ | 5 | 新疆 | Altay Prefecture | Jeminay | 阿勒泰地区2021年25万千瓦保障性并网风电 | Xinjiang Altai Guaranteed Off-take (State Power Investment) wind farm | -- | 风电 | Onshore | 250 | operating | 2023 |  | Altai Shengyuan New Energy | 47.4459 | 85.8767 | L100000918982 | G100000923397 | https://www.gem.wiki/Xinjiang_Altai_Guaranteed_Off-take_(State_Power_Investment)_wind_farm | Global Wind Power Tracker - February 2026 |  | 不适用 | 运行参数继承参考Generators_data.csv的风电/光伏设定
3692 | XJ | 5 | 新疆 | Altay Prefecture | Jeminay | 新疆阿勒泰吉木乃风电场一期 (中广核) | Xinjiang Altai Jimunai (China Guangdong Nuclear) wind farm | -- | 风电 | Onshore | 50 | operating | 2011 |  | Xinjiang Jimunai China Guangdong Nuclear Windpower | 47.4987 | 86.1247 | L100000903787 | G100000904704 | https://www.gem.wiki/Xinjiang_Altai_Jimunai_(China_Guangdong_Nuclear)_wind_farm | Global Wind Power Tracker - February 2026 |  | 不适用 | 运行参数继承参考Generators_data.csv的风电/光伏设定
3693 | XJ | 5 | 新疆 | Altay Prefecture | Jeminay | 新疆阿勒泰吉木乃风电场 (国家电投) | Xinjiang Altai Jimunai (State Power Investment) wind farm | -- | 风电 | Onshore | 250 | operating |  | State Power Investment Group Xinjiang Energy and Chemical Co Ltd; State Power Grid Xinjiang Comprehensive Energy Service Co Ltd |  | 42.4805 | 85.4633 | L100000903788 | G100000904705 | https://www.gem.wiki/Xinjiang_Altai_Jimunai_(State_Power_Investment)_wind_farm | Global Wind Power Tracker - February 2026 |  | 不适用 | 运行参数继承参考Generators_data.csv的风电/光伏设定
3694 | XJ | 5 | 新疆 | Altay Prefecture | Altay City | 中广核阿勒泰风力发电阿勒泰风电场一期49.5MW发电工程 | Xinjiang Altay (China Guangdong Nuclear) wind farm | 1 | 风电 | Onshore | 50 | operating | 2013 | China Guangdong Nuclear Wind Energy Ltd [100%] | China Guangdong Nuclear Altay Wind Power | 47.7344 | 87.4633 | L100000904845 | G100000905949 | https://www.gem.wiki/Xinjiang_Altay_(China_Guangdong_Nuclear)_wind_farm | Global Wind Power Tracker - February 2026 |  | 不适用 | 运行参数继承参考Generators_data.csv的风电/光伏设定
3695 | XJ | 5 | 新疆 | Altay Prefecture | Altay City | 利源天业阿勒泰风电场一期49.5MW项目 | Xinjiang Altay (Liyuan Tianye) wind farm | 1 | 风电 | Onshore | 50 | operating | 2015 | Xinjiang Silk Road Haoyuan Electric Power Co Ltd [100%] | Altay Liyuan Tianye Wind Power Generation | 47.8747 | 88.1247 | L100000904875 | G100000905985 | https://www.gem.wiki/Xinjiang_Altay_(Liyuan_Tianye)_wind_farm | Global Wind Power Tracker - February 2026 |  | 不适用 | 运行参数继承参考Generators_data.csv的风电/光伏设定
3696 | XJ | 5 | 新疆 | Altay Prefecture | Qinggil | 华能新疆青河风力发电阿勒泰风电场一期49.5MW发电工程 | Xinjiang Altay Qinghe (Huaneng) wind farm | 1 | 风电 | Onshore | 50 | operating | 2014 | Huaneng Renewables Corp Ltd [100%] | Huaneng Xinjiang Qinghe Wind Power | 46.6703 | 90.3806 | L100000904818 | G100000905916 | https://www.gem.wiki/Xinjiang_Altay_Qinghe_(Huaneng)_wind_farm | Global Wind Power Tracker - February 2026 |  | 不适用 | 运行参数继承参考Generators_data.csv的风电/光伏设定
3697 | XJ | 5 | 新疆 | Hami | Barköl | 华能新疆青河风力发电阿勒泰风电场一期49.5MW发电工程 | Xinjiang Balikun Santanghu (Balikun Shangfeng) wind farm | 1 | 风电 | Onshore | 50 | operating | 2014 | Shenneng North Energy Holding Co Ltd [100%] | Balikun Shangfeng New Energy Investment | 44.4323 | 93.466 | L100000904850 | G100000905954 | https://www.gem.wiki/Xinjiang_Balikun_Santanghu_(Balikun_Shangfeng)_wind_farm | Global Wind Power Tracker - February 2026 |  | 不适用 | 运行参数继承参考Generators_data.csv的风电/光伏设定
3698 | XJ | 5 | 新疆 | Hami | Barköl | 中广核巴里坤风力发电哈密三塘湖风电场一期49.5MW发电工程 | Xinjiang Balikun Santanghu (China Guangdong Nuclear) wind farm | 1 | 风电 | Onshore | 50 | operating | 2015 | China Guangdong Nuclear Chuangyi Wind Power (Beijing) Co Ltd [100%] | China Guangdong Nuclear Balikun Wind Power | 44.2934 | 92.9492 | L100000904848 | G100000905952 | https://www.gem.wiki/Xinjiang_Balikun_Santanghu_(China_Guangdong_Nuclear)_wind_farm | Global Wind Power Tracker - February 2026 |  | 不适用 | 运行参数继承参考Generators_data.csv的风电/光伏设定
3699 | XJ | 5 | 新疆 | Hami | Barköl | 哈密新华风能巴里坤三塘湖风电场一期49.5MW发电工程 | Xinjiang Balikun Santanghu (Hami Xinhua) wind farm | 1 | 风电 | Onshore | 50 | operating | 2015 | Hunan Xinhua Water Conservancy and Power Co Ltd [100%] | Hami Xinhua Wind Energy | 44.2373 | 92.807 | L100000904847 | G100000905951 | https://www.gem.wiki/Xinjiang_Balikun_Santanghu_(Hami_Xinhua)_wind_farm | Global Wind Power Tracker - February 2026 |  | 不适用 | 运行参数继承参考Generators_data.csv的风电/光伏设定
3700 | XJ | 5 | 新疆 | Hami | Barköl | 盛天巴里坤哈密三塘湖风电场一期48.0MW发电工程 | Xinjiang Balikun Santanghu (Shengtian) wind farm | 1 | 风电 | Onshore | 48 | operating | 2014 | Xinjiang Silk Road Haoyuan Electric Power Co Ltd [100%] | Shengtian Balikun Santanghu Wind Power | 44.2902 | 92.9871 | L100000904828 | G100000905926 | https://www.gem.wiki/Xinjiang_Balikun_Santanghu_(Shengtian)_wind_farm | Global Wind Power Tracker - February 2026 |  | 不适用 | 运行参数继承参考Generators_data.csv的风电/光伏设定
3701 | XJ | 5 | 新疆 | Hami | Barköl | 盛天巴里坤哈密三塘湖风电场二期49.5MW发电工程 | Xinjiang Balikun Santanghu (Shengtian) wind farm | 2 | 风电 | Onshore | 50 | operating | 2015 | Xinjiang Silk Road Haoyuan Electric Power Co Ltd [100%] | Shengtian Balikun Santanghu Wind Power | 44.2367 | 92.9794 | L100000904828 | G100000905927 | https://www.gem.wiki/Xinjiang_Balikun_Santanghu_(Shengtian)_wind_farm | Global Wind Power Tracker - February 2026 |  | 不适用 | 运行参数继承参考Generators_data.csv的风电/光伏设定
3702 | XJ | 5 | 新疆 | Hami | Barköl | 新疆宽洋能源哈密巴里坤三塘湖风电场一期49.5MW发电工程 | Xinjiang Balikun Santanghu (Xinjiang Kuanyang) wind farm | 1 | 风电 | Onshore | 50 | operating | 2015 | Shenneng North Energy Holding Co Ltd [100%] | Xinjiang Kuanyang Energy Investment | 44.4383 | 93.418 | L100000904846 | G100000905950 | https://www.gem.wiki/Xinjiang_Balikun_Santanghu_(Xinjiang_Kuanyang)_wind_farm | Global Wind Power Tracker - February 2026 |  | 不适用 | 运行参数继承参考Generators_data.csv的风电/光伏设定
3703 | XJ | 5 | 新疆 | Hami | Barköl | 新疆天电哈密巴里坤三塘湖风电场一期49.5MW发电工程 | Xinjiang Balikun Santanghu (Xinjiang Tiandian) wind farm | 1 | 风电 | Onshore | 50 | operating | 2012 | Xinjiang Tianshan Electric Power Co Ltd [100%] | Xinjiang Tiandian Santanghu Wind Power Generation | 44.4016 | 93.348 | L100000904843 | G100000905946 | https://www.gem.wiki/Xinjiang_Balikun_Santanghu_(Xinjiang_Tiandian)_wind_farm | Global Wind Power Tracker - February 2026 |  | 不适用 | 运行参数继承参考Generators_data.csv的风电/光伏设定
3704 | XJ | 5 | 新疆 | Hami | Barköl | 新疆天电哈密巴里坤三塘湖风电一场二期49.5MW发电工程 | Xinjiang Balikun Santanghu (Xinjiang Tiandian) wind farm | 2 | 风电 | Onshore | 50 | operating | 2013 | Xinjiang Tianshan Electric Power Co Ltd [100%] | Xinjiang Tiandian Santanghu Wind Power Generation | 44.2408 | 93.3349 | L100000904843 | G100000905947 | https://www.gem.wiki/Xinjiang_Balikun_Santanghu_(Xinjiang_Tiandian)_wind_farm | Global Wind Power Tracker - February 2026 |  | 不适用 | 运行参数继承参考Generators_data.csv的风电/光伏设定
3705 | XJ | 5 | 新疆 | Hami | Barköl | 新疆新能发展巴里坤风力发电哈密三塘湖风电二期49.5MW发电工程 | Xinjiang Balikun Santanghu (Xinjiang Xinneng) wind farm | 2 | 风电 | Onshore | 50 | operating | 2014 | Xinjiang Xinneng Development Co Ltd [100%] | Xinjiang Xinneng Development Balikun Wind Power | 44.4104 | 93.3856 | L100000904833 | G100000905932 | https://www.gem.wiki/Xinjiang_Balikun_Santanghu_(Xinjiang_Xinneng)_wind_farm | Global Wind Power Tracker - February 2026 |  | 不适用 | 运行参数继承参考Generators_data.csv的风电/光伏设定
3706 | XJ | 5 | 新疆 | Hami | Barköl | 浦类海三塘湖风电场三塘湖一期 | Xinjiang Balikun Santanghu wind farm | 1 | 风电 | Onshore | 50 | operating | 2015 | Jingpei Liu [82%]; Gang Chen [18%] | Xinjiang Puleihai Energy Development | 44.2757 | 92.9544 | L100000904877 | G100000905988 | https://www.gem.wiki/Xinjiang_Balikun_Santanghu_wind_farm | Global Wind Power Tracker - February 2026 |  | 不适用 | 运行参数继承参考Generators_data.csv的风电/光伏设定
3707 | XJ | 5 | 新疆 | Hami | Barköl | 华能新疆三塘湖风力发电哈密巴里坤三塘湖风电场二场一期49.5MW发电工程 | Xinjiang Balikun Santanghu Wind Farm No.2 Farm | 1 | 风电 | Onshore | 50 | operating | 2013 | Huaneng Renewables Corp Ltd [100%] | Huaneng Xinjiang Santanghu Wind Power | 44.2758 | 93.4439 | L100000904844 | G100000905948 | https://www.gem.wiki/Xinjiang_Balikun_Santanghu_Wind_Farm_No.2_Farm | Global Wind Power Tracker - February 2026 |  | 不适用 | 运行参数继承参考Generators_data.csv的风电/光伏设定
3708 | XJ | 5 | 新疆 | Hami | Barköl | 新疆鄂能第十三师三塘湖风电场一期49.5兆瓦发电项目 | Xinjiang Balikun Thirteenth Division Santanghu (Xinjiang Hubei Power) wind farm | 1 | 风电 | Onshore | 50 | operating | 2016 | Datang Xinjiang Power Generation Co Ltd [100%] | Xinjiang Hubei Power Wind Power Generation | 44.103 | 93.1612 | L100000904902 | G100000906021 | https://www.gem.wiki/Xinjiang_Balikun_Thirteenth_Division_Santanghu_(Xinjiang_Hubei_Power)_wind_farm | Global Wind Power Tracker - February 2026 |  | 不适用 | 运行参数继承参考Generators_data.csv的风电/光伏设定
3709 | XJ | 5 | 新疆 | Hami | Barköl | 新疆鄂能第十三师三塘湖风电场二期49.5兆瓦发电项目 | Xinjiang Balikun Thirteenth Division Santanghu (Xinjiang Hubei Power) wind farm | 2 | 风电 | Onshore | 50 | operating | 2016 | Datang Xinjiang Power Generation Co Ltd [100%] | Xinjiang Hubei Power Wind Power Generation | 44.103 | 93.1612 | L100000904902 | G100000906020 | https://www.gem.wiki/Xinjiang_Balikun_Thirteenth_Division_Santanghu_(Xinjiang_Hubei_Power)_wind_farm | Global Wind Power Tracker - February 2026 |  | 不适用 | 运行参数继承参考Generators_data.csv的风电/光伏设定
3710 | XJ | 5 | 新疆 | Hami | Barköl | 远鑫十三师三塘湖风电场一期49.5MW项目 | Xinjiang Balikun Thirteenth Division Santanghu (Yuanxin) wind farm | 1 | 风电 | Onshore | 50 | operating | 2015 | Shaanxi Jidian Energy Co Ltd [100%] | Hami Yuanxin Wind Power | 44.1025 | 93.1237 | L100000904903 | G100000906023 | https://www.gem.wiki/Xinjiang_Balikun_Thirteenth_Division_Santanghu_(Yuanxin)_wind_farm | Global Wind Power Tracker - February 2026 |  | 不适用 | 运行参数继承参考Generators_data.csv的风电/光伏设定
3711 | XJ | 5 | 新疆 | Hami | Barköl | 远鑫十三师三塘湖风电场二期49.5MW项目 | Xinjiang Balikun Thirteenth Division Santanghu (Yuanxin) wind farm | 2 | 风电 | Onshore | 50 | operating | 2015 | Shaanxi Jidian Energy Co Ltd [100%] | Hami Yuanxin Wind Power | 44.1025 | 93.1237 | L100000904903 | G100000906022 | https://www.gem.wiki/Xinjiang_Balikun_Thirteenth_Division_Santanghu_(Yuanxin)_wind_farm | Global Wind Power Tracker - February 2026 |  | 不适用 | 运行参数继承参考Generators_data.csv的风电/光伏设定
3712 | XJ | 5 | 新疆 | Hami | Barköl | 巴里坤黑眼泉20兆瓦分散式风电项目 | Xinjiang Barköl Heiyanquan Distributed wind farm | -- | 风电 | Onshore | 20 | operating | 2021 | Barköl Yongkun Energy Co Ltd |  | 44.177 | 91.722 | L100001026083 | G100001031335 | https://www.gem.wiki/Xinjiang_Barköl_Heiyanquan_Distributed_wind_farm | Global Wind Power Tracker - February 2026 |  | 不适用 | 运行参数继承参考Generators_data.csv的风电/光伏设定
3713 | XJ | 5 | 新疆 | Bayingolin AP | Ruoqiang | 大唐巴州若羌风电场一期49.5兆瓦项目 | Xinjiang Bazhou Ruoqiang wind farm | 1 | 风电 | Onshore | 50 | operating | 2015 | Datang Xinjiang Power Generation Co Ltd [100%] | Datang Ruoqiang Clean Energy | 38.933 | 88.1396 | L100000904867 | G100000905975 | https://www.gem.wiki/Xinjiang_Bazhou_Ruoqiang_wind_farm | Global Wind Power Tracker - February 2026 |  | 不适用 | 运行参数继承参考Generators_data.csv的风电/光伏设定
3714 | XJ | 5 | 新疆 | Altay Prefecture | Jeminay | 北屯市枫煜风能十师186团49.5MW风电项目 | Xinjiang Beitun Tenth Division 186 Regiment wind farm | -- | 风电 | Onshore | 50 | operating | 2018 | Xinjiang Xinfengyu New Energy Development Co Ltd [100%] | Beitun Fengyu Wind Energy Development | 47.4337 | 85.8748 | L100000904862 | G100000905969 | https://www.gem.wiki/Xinjiang_Beitun_Tenth_Division_186_Regiment_wind_farm | Global Wind Power Tracker - February 2026 |  | 不适用 | 运行参数继承参考Generators_data.csv的风电/光伏设定
3715 | XJ | 5 | 新疆 | Bortala AP | Bole City | 浙能博乐市50兆瓦风电项目 | Xinjiang Bole (Zhejiang Energy) wind farm | -- | 风电 | Onshore | 50 | operating | 2023 | Zhejiang New Energy Investment Group Co Ltd |  | 44.759 | 81.828 | L100001020656 | G100001023561 | https://www.gem.wiki/Xinjiang_Bole_(Zhejiang_Energy)_wind_farm | Global Wind Power Tracker - February 2026 |  | 不适用 | 运行参数继承参考Generators_data.csv的风电/光伏设定
3716 | XJ | 5 | 新疆 | Bortala AP | Bole City | 新疆博乐三台50兆瓦风电项目 | Xinjiang Bole new energy projects wind farm | -- | 风电 | Onshore | 50 | operating | 2023 | Xinjiang Electric Power Hotel [100%] | Bole Municipality New Energy | 44.722 | 81.452 | L100000918983 | G100000923398 | https://www.gem.wiki/Xinjiang_Bole_new_energy_projects_wind_farm | Global Wind Power Tracker - February 2026 |  | 不适用 | 运行参数继承参考Generators_data.csv的风电/光伏设定
3717 | XJ | 5 | 新疆 | Bortala AP | Bole City | 三峡新能源博州三台一期49.5兆瓦风电场并网发电项目 | Xinjiang Bole Santai wind farm | 1 | 风电 | Onshore | 50 | operating | 2015 | China Three Gorges Renewables (Group) Co Ltd [100%] | Three Gorges New Energy Bole Power Generation | 44.6372 | 81.4846 | L100000904880 | G100000905991 | https://www.gem.wiki/Xinjiang_Bole_Santai_wind_farm | Global Wind Power Tracker - February 2026 |  | 不适用 | 运行参数继承参考Generators_data.csv的风电/光伏设定
3718 | XJ | 5 | 新疆 | Bortala AP | Jinghe | 国电新疆艾比湖流域开发博尔塔拉州阿拉山口风电场三期49.5MW发电工程 | Xinjiang Bortala Alashankou (Guodian) Wind Power | 2 | 风电 | Onshore | 50 | operating | 2014 | China Anergy Construction Group Co Ltd [10%]; Guodian Power Xinjiang New Energy Development Co Ltd [89%] | Guodian Xinjiang Aibi Lake Basin Development | 45.1454 | 82.6491 | L100000904819 | G100000905917 | https://www.gem.wiki/Xinjiang_Bortala_Alashankou_(Guodian)_Wind_Power | Global Wind Power Tracker - February 2026 |  | 不适用 | 运行参数继承参考Generators_data.csv的风电/光伏设定
3719 | XJ | 5 | 新疆 | Bortala AP | Bole City | 国电新疆艾比湖流域开发博尔塔拉博乐三台风电场一期49.5MW发电工程 | Xinjiang Bortala Santai (Guodian) wind farm | 1 | 风电 | Onshore | 50 | operating | 2014 | China Anergy Construction Group Co Ltd [10%]; Guodian Power Xinjiang New Energy Development Co Ltd [89%] | Guodian Xinjiang Aibi Lake Basin Development | 44.6415 | 81.3892 | L100000904820 | G100000905918 | https://www.gem.wiki/Xinjiang_Bortala_Santai_(Guodian)_wind_farm | Global Wind Power Tracker - February 2026 |  | 不适用 | 运行参数继承参考Generators_data.csv的风电/光伏设定
3720 | XJ | 5 | 新疆 | Bortala AP | Bole City |  | Xinjiang Bortala Santai (Guodian) wind farm | 2 | 风电 | Onshore | 49.5 | operating | 2021 | China Energy Group Xinjiang Energy Co Ltd |  | 44.6415 | 81.3892 | L100000904820 | G100001023567 | https://www.gem.wiki/Xinjiang_Bortala_Santai_(Guodian)_wind_farm | Global Wind Power Tracker - February 2026 |  | 不适用 | 运行参数继承参考Generators_data.csv的风电/光伏设定
3721 | XJ | 5 | 新疆 | Bortala AP | Alashankou City | 新疆博州阿拉山口风电一期 (国电) | Xinjiang Bozhou Alashankou (Guodian) wind farm | 1 | 风电 | Onshore | 50 | operating | 2009 |  | Guodian Xinjiang Alashankou Windpower Development | 45.1917 | 82.6167 | L100000903793 | G100000904710 | https://www.gem.wiki/Xinjiang_Bozhou_Alashankou_(Guodian)_wind_farm | Global Wind Power Tracker - February 2026 |  | 不适用 | 运行参数继承参考Generators_data.csv的风电/光伏设定
3722 | XJ | 5 | 新疆 | Bortala AP | Alashankou City | 国电博州阿拉山口二期 (国电) | Xinjiang Bozhou Alashankou (Guodian) wind farm | 2 | 风电 | Onshore | 50 | operating | 2011 |  | Guodian Xinjiang Alashankou Windpower Development | 45.148 | 82.6482 | L100000903793 | G100000904711 | https://www.gem.wiki/Xinjiang_Bozhou_Alashankou_(Guodian)_wind_farm | Global Wind Power Tracker - February 2026 |  | 不适用 | 运行参数继承参考Generators_data.csv的风电/光伏设定
3723 | XJ | 5 | 新疆 | Bortala AP | Alashankou City | 国电新疆艾比湖流域开发博尔塔拉州阿拉山口风电场三期49.5MW发电工程 | Xinjiang Bozhou Alashankou (Guodian) wind farm | 3 | 风电 | Onshore | 50 | operating | 2014 | China Anergy Construction Group Co Ltd; Guodian Power Xinjiang New Energy Development Co Ltd | Guodian Xinjiang Aibi Lake Basin Development | 45.1454 | 82.6491 | L100000903793 | G100001062199 | https://www.gem.wiki/Xinjiang_Bozhou_Alashankou_(Guodian)_wind_farm | Global Wind Power Tracker - February 2026 |  | 不适用 | 运行参数继承参考Generators_data.csv的风电/光伏设定
3724 | XJ | 5 | 新疆 | Bortala AP | Alashankou City | 龙源博州阿拉山口风电场一期49.5MW发电工程 | Xinjiang Bozhou Alashankou (Longyuan) wind farm | 1 | 风电 | Onshore | 50 | operating | 2011 |  | Longyuan Alashankou Windpower | 45.1672 | 82.6459 | L100000903794 | G100000904712 | https://www.gem.wiki/Xinjiang_Bozhou_Alashankou_(Longyuan)_wind_farm | Global Wind Power Tracker - February 2026 |  | 不适用 | 运行参数继承参考Generators_data.csv的风电/光伏设定
3725 | XJ | 5 | 新疆 | Bortala AP | Alashankou City | 龙源博州阿拉山口风电场二期49.5MW发电工程 | Xinjiang Bozhou Alashankou (Longyuan) wind farm | 2 | 风电 | Onshore | 50 | operating | 2011 |  | Longyuan Alashankou Windpower | 45.1722 | 82.5258 | L100000903794 | G100000904713 | https://www.gem.wiki/Xinjiang_Bozhou_Alashankou_(Longyuan)_wind_farm | Global Wind Power Tracker - February 2026 |  | 不适用 | 运行参数继承参考Generators_data.csv的风电/光伏设定
3726 | XJ | 5 | 新疆 | Bortala AP | Alashankou City | 龙源新疆阿拉山口风电场三期 | Xinjiang Bozhou Alashankou (Longyuan) wind farm | 3 | 风电 | Onshore | 50 | operating | 2013 | China Longyuan Power Group Corp Ltd | Longyuan Alashankou Wind Power Generation | 45.0458 | 82.9301 | L100000903794 | G100001062205 | https://www.gem.wiki/Xinjiang_Bozhou_Alashankou_(Longyuan)_wind_farm | Global Wind Power Tracker - February 2026 |  | 不适用 | 运行参数继承参考Generators_data.csv的风电/光伏设定
3727 | XJ | 5 | 新疆 | Bortala AP | Alashankou City | 龙源阿拉山口风电场四期（江巴斯）49.5兆瓦风电项目 | Xinjiang Bozhou Alashankou (Longyuan) wind farm | 4 | 风电 | Onshore | 50 | operating | 2016 | China Longyuan Power Group Corp Ltd | Longyuan Alashankou Wind Power Generation | 44.9688 | 83.2168 | L100000903794 | G100001062208 | https://www.gem.wiki/Xinjiang_Bozhou_Alashankou_(Longyuan)_wind_farm | Global Wind Power Tracker - February 2026 |  | 不适用 | 运行参数继承参考Generators_data.csv的风电/光伏设定
3728 | XJ | 5 | 新疆 | Altay Prefecture | Burqin | 新疆国源天立布尔津风电场一期49.5MW项目 | Xinjiang Buerjin (Guoyuan Tianli) wind farm | 1 | 风电 | Onshore | 50 | operating | 2015 | Xinjiang Yili Kukesu River Hydropower Development Co Ltd [100%] | Buerjin Guoyuan Tianli Wind Power Generation | 47.519 | 86.2789 | L100000904887 | G100000906000 | https://www.gem.wiki/Xinjiang_Buerjin_(Guoyuan_Tianli)_wind_farm | Global Wind Power Tracker - February 2026 |  | 不适用 | 运行参数继承参考Generators_data.csv的风电/光伏设定
3729 | XJ | 5 | 新疆 | Altay Prefecture | Burqin | 华能新能源布尔津风电场一期49.5mw项目 | Xinjiang Buerjin (Huaneng) wind farm | 1 | 风电 | Onshore | 50 | operating | 2015 | Huaneng Renewables Corp Ltd [100%] | Huaneng Bu'erjin Wind Power CO LTD （ | 47.7049 | 86.8509 | L100000904872 | G100000905982 | https://www.gem.wiki/Xinjiang_Buerjin_(Huaneng)_wind_farm | Global Wind Power Tracker - February 2026 |  | 不适用 | 运行参数继承参考Generators_data.csv的风电/光伏设定
3730 | XJ | 5 | 新疆 | Altay Prefecture | Burqin | 吉林新能源布尔津风电场一期49.5兆瓦风电项目 | Xinjiang Buerjin (Jiyuan) wind farm | 1 | 风电 | Onshore | 50 | operating | 2016 | Huadian Fuxin Energy Development Co Ltd. [100%] | Buerjin Jiyuan Wind Power | 47.8597 | 86.6561 | L100000904873 | G100000905983 | https://www.gem.wiki/Xinjiang_Buerjin_(Jiyuan)_wind_farm | Global Wind Power Tracker - February 2026 |  | 不适用 | 运行参数继承参考Generators_data.csv的风电/光伏设定
3731 | XJ | 5 | 新疆 | Altay Prefecture | Burqin | 新疆布尔津县风电场 (特变电工) | Xinjiang Buerjin (Tebian Electric) wind farm | -- | 风电 | Onshore | 150 | operating | 2021 | Tebian Electric Shareholding Co Ltd [100%] |  | 42.4805 | 85.4633 | L100000903779 | G100000904695 | https://www.gem.wiki/Xinjiang_Buerjin_(Tebian_Electric)_wind_farm | Global Wind Power Tracker - February 2026 |  | 不适用 | 运行参数继承参考Generators_data.csv的风电/光伏设定
3732 | XJ | 5 | 新疆 | Altay Prefecture | Burqin | 新疆布尔津风电项目成功并网 | Xinjiang Buerjin (Three Gorges) wind farm | -- | 风电 | Onshore | 100 | operating | 2020 | Three Gorges New Energy Fuyun Power CO LTD Buerjion Branch [100%] |  | 42.4805 | 85.4633 | L100000903780 | G100000904696 | https://www.gem.wiki/Xinjiang_Buerjin_(Three_Gorges)_wind_farm | Global Wind Power Tracker - February 2026 |  | 不适用 | 运行参数继承参考Generators_data.csv的风电/光伏设定
3733 | XJ | 5 | 新疆 | Altay Prefecture | Burqin | 阿勒泰布尔津风电场一期 | Xinjiang Buerjin (Tianrun) wind farm | 1 | 风电 | Onshore | 50 | operating | 2009 | Buerjin Tianrun Windpower Co Ltd [100%] |  | 47.8472 | 86.7143 | L100000903781 | G100000904697 | https://www.gem.wiki/Xinjiang_Buerjin_(Tianrun)_wind_farm | Global Wind Power Tracker - February 2026 |  | 不适用 | 运行参数继承参考Generators_data.csv的风电/光伏设定
3734 | XJ | 5 | 新疆 | Altay Prefecture | Burqin | 布尔津天润新能源阿勒泰风电场二期49.5MW发电工程 | Xinjiang Buerjin (Tianrun) wind farm | 2 | 风电 | Onshore | 50 | operating | 2014 | Xinjiang Silk Road Haoyuan Electric Power Co Ltd [100%] | Buerjin Tianrun New Energy | 47.8489 | 86.7142 | L100000903781 | G100000923399 | https://www.gem.wiki/Xinjiang_Buerjin_(Tianrun)_wind_farm | Global Wind Power Tracker - February 2026 |  | 不适用 | 运行参数继承参考Generators_data.csv的风电/光伏设定
3735 | XJ | 5 | 新疆 | Altay Prefecture | Burqin | 新疆布尔津风电场一期 (五凌电力) | Xinjiang Buerjin (Wuling) wind farm | 1 | 风电 | Onshore | 50 | operating | 2014 | Wuling Buerjin Power Co Ltd [100%] |  | 47.6238 | 86.8747 | L100000903782 | G100000904698 | https://www.gem.wiki/Xinjiang_Buerjin_(Wuling)_wind_farm | Global Wind Power Tracker - February 2026 |  | 不适用 | 运行参数继承参考Generators_data.csv的风电/光伏设定
3736 | XJ | 5 | 新疆 | Altay Prefecture | Burqin | 新疆阿勒泰布尔津风电场 (新华风电) | Xinjiang Buerjin (Xinhua) wind farm | -- | 风电 | Onshore | 50 | operating | 2012 |  | Xinjiang Xinhua Windpower Development | 48.4575 | 86.973 | L100000903783 | G100000904699 | https://www.gem.wiki/Xinjiang_Buerjin_(Xinhua)_wind_farm | Global Wind Power Tracker - February 2026 |  | 不适用 | 运行参数继承参考Generators_data.csv的风电/光伏设定
3737 | XJ | 5 | 新疆 | Altay Prefecture | Burqin | 龙源布尔津风力发电阿勒泰博孜墩风电场49.5MW发电工程 | Xinjiang Buerjin Bozidun (Longyuan) wind farm | -- | 风电 | Onshore | 50 | operating | 2013 | China Longyuan Power Group Corp Ltd [100%] | Longyuan Bu'erjin Wind Power | 47.7294 | 87.0698 | L100000904830 | G100000905929 | https://www.gem.wiki/Xinjiang_Buerjin_Bozidun_(Longyuan)_wind_farm | Global Wind Power Tracker - February 2026 |  | 不适用 | 运行参数继承参考Generators_data.csv的风电/光伏设定
3738 | XJ | 5 | 新疆 | Altay Prefecture | Burqin | 新疆布尔津城南风电场一期 (华电) | Xinjiang Buerjin Chengnan (Huadian) wind farm | 1 | 风电 | Onshore | 50 | operating | 2010 |  | Xinjiang Huadian Buerjin Windpower | 47.6051 | 86.9501 | L100000903785 | G100000904702 | https://www.gem.wiki/Xinjiang_Buerjin_Chengnan_(Huadian)_wind_farm | Global Wind Power Tracker - February 2026 |  | 不适用 | 运行参数继承参考Generators_data.csv的风电/光伏设定
3739 | XJ | 5 | 新疆 | Altay Prefecture | Burqin | 新疆华电布尔津风电阿勒泰城南风电场二期49.5MW发电工程 | Xinjiang Buerjin Chengnan wind farm | 2 | 风电 | Onshore | 50 | operating | 2013 | Huadian Fuxin Energy Development Co Ltd. [100%] | Xinjiang Huadian Buerjin Wind Power | 47.6052 | 86.9501 | L100000904840 | G100000905942 | https://www.gem.wiki/Xinjiang_Buerjin_Chengnan_wind_farm | Global Wind Power Tracker - February 2026 |  | 不适用 | 运行参数继承参考Generators_data.csv的风电/光伏设定
3740 | XJ | 5 | 新疆 | Altay Prefecture | Burqin | 布尔津河流域水风光储多能一体化项目 | Xinjiang Buerjin Renewable Energy Complex wind farm | 1 | 风电 | Onshore | 100 | operating |  |  | China Nuclear Group Xinhua (Buerjin) Pumped Storage Power Generation | 47.633 | 86.775 | L100000918984 | G100000923400 | https://www.gem.wiki/Xinjiang_Buerjin_Renewable_Energy_Complex_wind_farm | Global Wind Power Tracker - February 2026 |  | 不适用 | 运行参数继承参考Generators_data.csv的风电/光伏设定
3741 | XJ | 5 | 新疆 | Altay Prefecture | Burqin | 华能布尔津托洪台一期风电场 | Xinjiang Buerjin Tuohongtai wind farm | 1 | 风电 | Onshore | 50 | operating | 2014 |  | Huaneng Buerjin Windpower | 42.4805 | 85.4633 | L100000903786 | G100000904703 | https://www.gem.wiki/Xinjiang_Buerjin_Tuohongtai_wind_farm | Global Wind Power Tracker - February 2026 |  | 不适用 | 运行参数继承参考Generators_data.csv的风电/光伏设定
3742 | XJ | 5 | 新疆 | Altay Prefecture | Burqin | 东方电气布尔津100万千瓦风电项目 | Xinjiang Burqin (Dongfang Electric) wind farm | -- | 风电 | Onshore | 1000 | operating | 2025 | Altay Dongjin New Energy Co Ltd |  | 47.732 | 86.804 | L100001025592 | G100001030287 | https://www.gem.wiki/Xinjiang_Burqin_(Dongfang_Electric)_wind_farm | Global Wind Power Tracker - February 2026 |  | 不适用 | 运行参数继承参考Generators_data.csv的风电/光伏设定
3743 | XJ | 5 | 新疆 | Altay Prefecture | Burqin | 新疆新华水电布尔津65万千瓦风电项目 | Xinjiang Burqin (Xinhua Hydropower) wind farm | -- | 风电 | Onshore | 650 | operating | 2025 | Xinjiang Xinhua Hydropower Investment Co Ltd |  | 48.317 | 87.242 | L100001019165 | G100001021604 | https://www.gem.wiki/Xinjiang_Burqin_(Xinhua_Hydropower)_wind_farm | Global Wind Power Tracker - February 2026 |  | 不适用 | 运行参数继承参考Generators_data.csv的风电/光伏设定
3744 | XJ | 5 | 新疆 | Changji Prefecture | Mori | 昌吉国投”乌-昌-石“搬迁企业130万千瓦低碳产业园区项目 | Xinjiang Changji Mori Relocated Enterprise Industrial Park Low Carbon wind farm | -- | 风电 | Onshore | 1000 | operating | 2026 | Changji Prefecture State-Owned Asset Investment and Management Co Ltd | Changji Prefecture State Asset Management Hengxin Energy | 44.378 | 91.024 | L100001004175 | G100001004863 | https://www.gem.wiki/Xinjiang_Changji_Jimsar_Relocated_Enterprise_Industrial_Park_Low_Carbon_wind_farm | Global Wind Power Tracker - February 2026 |  | 不适用 | 运行参数继承参考Generators_data.csv的风电/光伏设定
3745 | XJ | 5 | 新疆 |  | Baiyang City | 额敏国信九师一七〇团加乌尔山200MW风电及配套储能项目 | Xinjiang Corps 170th Regiment Baiyang Jiawu'ershan wind farm | -- | 风电 | Onshore | 200 | operating | 2025 | Emin Guoxin Wind Power Generation Co Ltd |  | 46.261 | 84.509 | L100001061248 | G100001070166 | https://www.gem.wiki/Xinjiang_Corps_170th_Regiment_Baiyang__Jiawu'ershan_wind_farm | Global Wind Power Tracker - February 2026 |  | 不适用 | 运行参数继承参考Generators_data.csv的风电/光伏设定
3746 | XJ | 5 | 新疆 | Hami | Barköl | 大唐十三师红山农场 20 万千瓦风电储能配套项目 | Xinjiang Corps Hami Hongshan State Farm (Datang) wind farm | -- | 风电 | Onshore | 200 | operating | 2025 | Datang Hami 13th Corps Clean Energy Development Co Ltd |  | 43.608 | 93.347 | L100001062449 | G100001071723 | https://www.gem.wiki/Xinjiang_Corps_Hami_Hongshan_State_Farm_(Datang)_wind_farm | Global Wind Power Tracker - February 2026 |  | 不适用 | 运行参数继承参考Generators_data.csv的风电/光伏设定
3747 | XJ | 5 | 新疆 |  | Wujiaqu City | 新疆五家渠北塔山风电场 (西北水电) | Xinjiang Corps Wujiaqu Beitashan (Northwest Hydropower) wind farm | -- | 风电 | Onshore | 100 | operating | 2020 |  | China Power Construction Company Wujiaqu Northwest Hydro New Energy | 45.1804 | 90.5624 | L100000903818 | G100000904740 | https://www.gem.wiki/Xinjiang_Wujiaqu_Beitashan_(Northwest_Hydropower)_wind_farm | Global Wind Power Tracker - February 2026 |  | 不适用 | 运行参数继承参考Generators_data.csv的风电/光伏设定
3748 | XJ | 5 | 新疆 | Ürümqi | Dabancheng District | 中电投达坂城风电场一期49.5兆瓦风电项目 | Xinjiang Dabacheng (China Power Investment) wind farm | 1 | 风电 | Onshore | 50 | operating | 2015 | China Power Investment Xinjiang Energy Chemical Group Co Ltd [100%] | China Power Investment Xinjiang Energy Chemical Industry Group Dabancheng Wind Power | 43.4258 | 88.1363 | L100000904894 | G100000906010 | https://www.gem.wiki/Xinjiang_Dabacheng_(China_Power_Investment)_wind_farm | Global Wind Power Tracker - February 2026 |  | 不适用 | 运行参数继承参考Generators_data.csv的风电/光伏设定
3749 | XJ | 5 | 新疆 | Ürümqi | Ürümqi | 龙源乌鲁木齐风力发电达坂城风电场三场五期49.5MW发电工程 | Xinjiang Dabacheng (Longyuan) Wind Farm No.3 Farm No.5 Project | -- | 风电 | Onshore | 50 | operating | 2013 | China Longyuan Power Group Corp Ltd [100%] | Longyuan Urumqi Wind Power | 43.4929 | 87.6823 | L100000904831 | G100000905930 | https://www.gem.wiki/Xinjiang_Dabacheng_(Longyuan)_Wind_Farm_No.3_Farm_No.5_Project | Global Wind Power Tracker - February 2026 |  | 不适用 | 运行参数继承参考Generators_data.csv的风电/光伏设定
3750 | XJ | 5 | 新疆 | Ürümqi | Dabancheng District | 新特乌鲁木齐达坂城二期风光互补示范项目 | Xinjiang Dabacheng Wind/Solar Demonstration Project | 2 | 风电 | Onshore | 50 | operating | 2015 | Huaneng Xinjiang Energy Development Co Ltd [100%] | Urumqi Xinte Power Generation | 43.4613 | 87.9367 | L100000904893 | G100000906007 | https://www.gem.wiki/Xinjiang_Dabacheng_Wind/Solar_Demonstration_Project | Global Wind Power Tracker - February 2026 |  | 不适用 | 运行参数继承参考Generators_data.csv的风电/光伏设定
3751 | XJ | 5 | 新疆 | Ürümqi | Ürümqi County | 新疆达坂城风电 (中节能) | Xinjiang Dabancheng (China Energy Conservation) wind farm | -- | 风电 | Onshore | 200 | operating | 2016 | China Energy Conservation Windpower (Xinjiang) CO LTD Wulumuqi Branch [100%] |  | 43.4274 | 87.9301 | L100000903901 | G100000904849 | https://www.gem.wiki/Xinjiang_Dabancheng_(China_Energy_Conservation)_wind_farm | Global Wind Power Tracker - February 2026 |  | 不适用 | 运行参数继承参考Generators_data.csv的风电/光伏设定
3752 | XJ | 5 | 新疆 | Ürümqi | Dabancheng District | 新疆达坂城风电场一期 (中广核) | Xinjiang Dabancheng (China Guangdong Nuclear) wind farm | 1 | 风电 | Onshore | 50 | operating | 2013 |  | Xinjiang Dabancheng China Guangdong Nuclear Windpower | 43.533 | 87.9961 | L100000903902 | G100000904850 | https://www.gem.wiki/Xinjiang_Dabancheng_(China_Guangdong_Nuclear)_wind_farm | Global Wind Power Tracker - February 2026 |  | 不适用 | 运行参数继承参考Generators_data.csv的风电/光伏设定
3753 | XJ | 5 | 新疆 | Ürümqi | Dabancheng District | 新疆达坂城广恒风电场一期 (广恒国网公司) | Xinjiang Dabancheng (Guangheng/State Grid Co.) wind farm | -- | 风电 | Onshore | 50 | operating | 2012 |  | Xinjiang Dabancheng Guangheng New Energy | 43.5311 | 87.8889 | L100000903903 | G100000904851 | https://www.gem.wiki/Xinjiang_Dabancheng_(Guangheng/State_Grid_Co.)_wind_farm | Global Wind Power Tracker - February 2026 |  | 不适用 | 运行参数继承参考Generators_data.csv的风电/光伏设定
3754 | XJ | 5 | 新疆 | Ürümqi | Dabancheng District | 达坂城风电场一期 (海为支油) | Xinjiang Dabancheng (Haiwei Zhiyou) wind farm | 1 | 风电 | Onshore | 50 | operating | 2012 |  | Wulumuqi Haiwei Zhiyou Windpower | 43.555 | 88.0564 | L100000903904 | G100000904852 | https://www.gem.wiki/Xinjiang_Dabancheng_(Haiwei_Zhiyou)_wind_farm | Global Wind Power Tracker - February 2026 |  | 不适用 | 运行参数继承参考Generators_data.csv的风电/光伏设定
3755 | XJ | 5 | 新疆 | Ürümqi | Dabancheng | 华电达坂城500MW风电项目 | Xinjiang Dabancheng (Huadian) 500 MW wind farm | -- | 风电 | Onshore | 500 | operating | 2024 | Huadian Xianjiang Power Generation Co Ltd |  | 43.336 | 88.124 | L100001018964 | G100001021297 | https://www.gem.wiki/Xinjiang_Dabancheng_(Huadian)_500_MW_wind_farm | Global Wind Power Tracker - February 2026 |  | 不适用 | 运行参数继承参考Generators_data.csv的风电/光伏设定
3756 | XJ | 5 | 新疆 | Ürümqi | Dabancheng District | 新疆达坂城风电场一期 (华电) | Xinjiang Dabancheng (Huadian) wind farm | 1 | 风电 | Onshore | 50 | operating | 2013 |  | Xinjiang Huadian Xuehu Windpower | 43.5501 | 87.9501 | L100000903905 | G100000904853 | https://www.gem.wiki/Xinjiang_Dabancheng_(Huadian)_wind_farm | Global Wind Power Tracker - February 2026 |  | 不适用 | 运行参数继承参考Generators_data.csv的风电/光伏设定
3757 | XJ | 5 | 新疆 | Ürümqi | Dabacheng District | 华电达坂城风电场二期49.5兆瓦风电项目 | Xinjiang Dabancheng (Huadian) wind farm | 2 | 风电 | Onshore | 50 | operating | 2015 | Huadian Fuxin Energy Development Co Ltd. [100%] | Xinjiang Huadian Xuehu Wind Power Generation | 43.5533 | 88.0033 | L100000903905 | G100000905980 | https://www.gem.wiki/Xinjiang_Dabancheng_(Huadian)_wind_farm | Global Wind Power Tracker - February 2026 |  | 不适用 | 运行参数继承参考Generators_data.csv的风电/光伏设定
3758 | XJ | 5 | 新疆 | Ürümqi | Dabancheng District | 新疆华电雪湖风力发电有限公司达坂城风电场三期4.95万千瓦风电项目 | Xinjiang Dabancheng (Huadian) wind farm | 3 | 风电 | Onshore | 50 | operating | 2015 | Huadian Fuxin Energy Development Co Ltd. [100%] | Xinjiang Huadian Xuehu Wind Power Generation | 43.5626 | 88.1317 | L100000903905 | G100000906002 | https://www.gem.wiki/Xinjiang_Dabancheng_(Huadian)_wind_farm | Global Wind Power Tracker - February 2026 |  | 不适用 | 运行参数继承参考Generators_data.csv的风电/光伏设定
3759 | XJ | 5 | 新疆 | Ürümqi | Dabancheng District | 华能达坂城风电场一期49.5兆瓦风电项目 | Xinjiang Dabancheng (Huaneng) wind farm | 1 | 风电 | Onshore | 50 | operating | 2015 | Huaneng Xinjiang Energy Development Co Ltd [100%] | Xinjiang Huaneng Xihai Wind Power | 43.4993 | 88.1826 | L100000904871 | G100000905981 | https://www.gem.wiki/Xinjiang_Dabancheng_(Huaneng)_wind_farm | Global Wind Power Tracker - February 2026 |  | 不适用 | 运行参数继承参考Generators_data.csv的风电/光伏设定
3760 | XJ | 5 | 新疆 | Ürümqi | Dabancheng District | 龙源达坂城风电场四场二期49.5兆瓦风电项目 | Xinjiang Dabancheng (Longyuan) No.4 wind farm | 2 | 风电 | Onshore | 50 | operating | 2015 | China Longyuan Power Group Corp Ltd [100%] | Xinjiang Longyuan Wind Power Generation | 43.4514 | 87.9783 | L100000904876 | G100000905987 | https://www.gem.wiki/Xinjiang_Dabancheng_(Longyuan)_No.4_wind_farm | Global Wind Power Tracker - February 2026 |  | 不适用 | 运行参数继承参考Generators_data.csv的风电/光伏设定
3761 | XJ | 5 | 新疆 | Ürümqi | Dabancheng District | 新疆达坂城风电场一期 (龙源) | Xinjiang Dabancheng (Longyuan) wind farm | 1 | 风电 | Onshore | 50 | operating | 2012 | Xinjiang Longyuan Windpower Co Ltd [100%] | Longyuan Wulumuqi Dabancheng Windpower | 43.4678 | 88.1546 | L100000903906 | G100000904854 | https://www.gem.wiki/Xinjiang_Dabancheng_(Longyuan)_wind_farm | Global Wind Power Tracker - February 2026 |  | 不适用 | 运行参数继承参考Generators_data.csv的风电/光伏设定
3762 | XJ | 5 | 新疆 | Ürümqi | Dabancheng District | 新疆达坂城风电场 | Xinjiang Dabancheng (Mingyang Huaran) wind farm | -- | 风电 | Onshore | 50 | operating | 2013 | Mingyang Smart Energy Group Shareholding Co Ltd [100%] | Xinjiang Huaran New Energy | 43.4601 | 87.9492 | L100000903907 | G100000904855 | https://www.gem.wiki/Xinjiang_Dabancheng_(Mingyang_Huaran)_wind_farm | Global Wind Power Tracker - February 2026 |  | 不适用 | 运行参数继承参考Generators_data.csv的风电/光伏设定
3763 | XJ | 5 | 新疆 | Ürümqi | Dabancheng District | 特变电工达坂城风电场一期50兆瓦风电项目 | Xinjiang Dabancheng (TBEA) wind farm | 1 | 风电 | Onshore | 50 | operating | 2015 | Huaneng Xinjiang Energy Development Co Ltd [100%] | Urumqi Xinte Power Generation | 43.4072 | 88.0412 | L100000904882 | G100000905994 | https://www.gem.wiki/Xinjiang_Dabancheng_(Shenneng)_wind_farm | Global Wind Power Tracker - February 2026 |  | 不适用 | 运行参数继承参考Generators_data.csv的风电/光伏设定
3764 | XJ | 5 | 新疆 | Ürümqi | Dabancheng District | 三峡集团新疆达坂城5万千瓦风电项目 | Xinjiang Dabancheng (Three Gorges) 50 MW wind farm | -- | 风电 | Onshore | 50 | operating | 2024 | Three Gorges New Energy Xinjiang Dabancheng Windpower Co Ltd |  | 43.5384 | 88.044 | L100001046305 | G100001052298 | https://www.gem.wiki/Xinjiang_Dabancheng_(Three_Gorges)_50_MW_wind_farm | Global Wind Power Tracker - February 2026 |  | 不适用 | 运行参数继承参考Generators_data.csv的风电/光伏设定
3765 | XJ | 5 | 新疆 | Ürümqi | Dabancheng District | 新疆达坂城风电场一期 (三峡新能) | Xinjiang Dabancheng (Three Gorges) wind farm | 1 | 风电 | Onshore | 50 | operating | 2013 |  | Three Gorges New Energy Xinjiang Dabancheng Windpower | 43.5502 | 88.0693 | L100000903908 | G100000904856 | https://www.gem.wiki/Xinjiang_Dabancheng_(Three_Gorges)_wind_farm | Global Wind Power Tracker - February 2026 |  | 不适用 | 运行参数继承参考Generators_data.csv的风电/光伏设定
3766 | XJ | 5 | 新疆 | Ürümqi | Dabancheng District | 新疆达坂城风电场二期 (三峡新能) | Xinjiang Dabancheng (Three Gorges) wind farm | 2 | 风电 | Onshore | 50 | operating | 2023 |  | Three Gorges New Energy Xinjiang Dabancheng Windpower | 43.5673 | 87.8498 | L100000903908 | G100000904857 | https://www.gem.wiki/Xinjiang_Dabancheng_(Three_Gorges)_wind_farm | Global Wind Power Tracker - February 2026 |  | 不适用 | 运行参数继承参考Generators_data.csv的风电/光伏设定
3767 | XJ | 5 | 新疆 | Ürümqi | Dabancheng District | 新疆达坂城风电场一期 (天润) | Xinjiang Dabancheng (Tianrun) wind farm | 1 | 风电 | Onshore | 50 | operating | 2014 |  | Wulumuqi Tianrun Windpower | 42.4805 | 85.4633 | L100000903909 | G100000904858 | https://www.gem.wiki/Xinjiang_Dabancheng_(Tianrun)_wind_farm | Global Wind Power Tracker - February 2026 |  | 不适用 | 运行参数继承参考Generators_data.csv的风电/光伏设定
3768 | XJ | 5 | 新疆 | Ürümqi | Dabancheng District | 新疆达坂城风电场一期 (天山电力) | Xinjiang Dabancheng (Tianshan Power) wind farm | 1 | 风电 | Onshore | 50 | operating | 2012 |  | Xinjiang Tiandian Dabancheng Windpower | 43.4686 | 88.0806 | L100000903911 | G100000904860 | https://www.gem.wiki/Xinjiang_Dabancheng_(Tianshan_Power)_wind_farm | Global Wind Power Tracker - February 2026 |  | 不适用 | 运行参数继承参考Generators_data.csv的风电/光伏设定
3769 | XJ | 5 | 新疆 | Ürümqi | Dabancheng District | 新疆能源集团达坂城500MW风电项目 | Xinjiang Dabancheng (Xinjiang Energy) wind farm | -- | 风电 | Onshore | 500 | operating | 2025 | Xinjiang Energy (Group) Co Ltd | Ürümqi Xinfeng Windpower Generation | 43.2748 | 88.2203 | L100001018966 | G100001021299 | https://www.gem.wiki/Xinjiang_Dabancheng_(Xinjiang_Energy)_wind_farm | Global Wind Power Tracker - February 2026 |  | 不适用 | 运行参数继承参考Generators_data.csv的风电/光伏设定
3770 | XJ | 5 | 新疆 | Ürümqi | Dabancheng District | 新疆晋商凤祥能源乌鲁木齐达坂城风电场一期49.5MW发电工程 | Xinjiang Dabancheng (Xinjiang Jinshang) wind farm | 1 | 风电 | Onshore | 50 | operating | 2013 | Xinjiang Silk Road Haoyuan Electric Power Co Ltd [100%] | Xinjiang Jinshang Fengxiang Energy Investment | 43.558 | 88.114 | L100000904852 | G100000905956 | https://www.gem.wiki/Xinjiang_Dabancheng_(Xinjiang_Jinshang)_wind_farm | Global Wind Power Tracker - February 2026 |  | 不适用 | 运行参数继承参考Generators_data.csv的风电/光伏设定
3771 | XJ | 5 | 新疆 | Ürümqi | Dabancheng District | 新疆万邦能源乌鲁木齐达坂城风电场49.5MW发电工程 | Xinjiang Dabancheng (Xinjiang Wanbang) wind farm | -- | 风电 | Onshore | 50 | operating | 2014 | Mingyang Smart Energy Group Co Ltd [100%] | Xinjiang Wanbang Energy Development | 43.445 | 87.8867 | L100000904851 | G100000905955 | https://www.gem.wiki/Xinjiang_Dabancheng_(Xinjiang_Wanbang)_wind_farm | Global Wind Power Tracker - February 2026 |  | 不适用 | 运行参数继承参考Generators_data.csv的风电/光伏设定
3772 | XJ | 5 | 新疆 | Ürümqi | Dabancheng District | 新疆风能有限责任公司达坂城风电场升级改造项目 | Xinjiang Dabancheng (Xinjiang Wind) First wind farm | 1RP | 风电 | Onshore | 46.2 | operating | 2023 |  | Xinjiang Wind Energy | 43.551 | 87.761 | L100000903912 | G100000923401 | https://www.gem.wiki/Xinjiang_Dabancheng_(Xinjiang_Wind)_First_wind_farm | Global Wind Power Tracker - February 2026 |  | 不适用 | 运行参数继承参考Generators_data.csv的风电/光伏设定
3773 | XJ | 5 | 新疆 | Ürümqi | Dabancheng District | 新疆达坂城风电一场扩建 | Xinjiang Dabancheng (Xinjiang Wind) First wind farm | 2 | 风电 | Onshore | 20 | operating | 2011 |  | Xinjiang Wind Energy | 42.4805 | 85.4633 | L100000903912 | G100000904862 | https://www.gem.wiki/Xinjiang_Dabancheng_(Xinjiang_Wind)_First_wind_farm | Global Wind Power Tracker - February 2026 |  | 不适用 | 运行参数继承参考Generators_data.csv的风电/光伏设定
3774 | XJ | 5 | 新疆 | Ürümqi | Dabancheng District | 新疆达坂城柴窝堡风电场一期, 大唐达坂城区柴窝堡三期5万千瓦风电项目 | Xinjiang Dabancheng Chaiwopu wind farm | 1 | 风电 | Onshore | 50 | operating | 2014 |  | Datang Wulumuqi Dabancheng Windpower Development | 43.4744 | 88.1076 | L100000903914 | G100000904863 | https://www.gem.wiki/Xinjiang_Dabancheng_Chaiwopu_wind_farm | Global Wind Power Tracker - February 2026 |  | 不适用 | 运行参数继承参考Generators_data.csv的风电/光伏设定
3775 | XJ | 5 | 新疆 | Ürümqi | Dabacheng District | 大唐达坂城柴窝堡风电场二期, 大唐达坂城区柴窝堡三期5万千瓦风电项目 | Xinjiang Dabancheng Chaiwopu wind farm | 2 | 风电 | Onshore | 50 | operating | 2015 | Datang Xinjiang Power Generation Co Ltd [100%] | Datang Urumqi Dabancheng Wind Power Development CO LTD （ | 43.5048 | 87.9503 | L100000903914 | G100000905976 | https://www.gem.wiki/Xinjiang_Dabancheng_Chaiwopu_wind_farm | Global Wind Power Tracker - February 2026 |  | 不适用 | 运行参数继承参考Generators_data.csv的风电/光伏设定
3776 | XJ | 5 | 新疆 | Ürümqi |  | 大唐达坂城区柴窝堡三期5万千瓦风电项目, 大唐达坂城区柴窝堡三期5万千瓦风电项目 | Xinjiang Dabancheng Chaiwopu wind farm | 3 | 风电 | Onshore | 50 | operating | 2025 |  |  | 43.5048 | 87.9503 | L100000903914 | G100001051411 | https://www.gem.wiki/Xinjiang_Dabancheng_Chaiwopu_wind_farm | Global Wind Power Tracker - February 2026 |  | 不适用 | 运行参数继承参考Generators_data.csv的风电/光伏设定
3777 | XJ | 5 | 新疆 | Ürümqi | Dabancheng District | 乌鲁木齐金风天翼风电达坂城试验风电场49.5MW发电工程 | Xinjiang Dabancheng Experimental (Jinfeng) wind farm | -- | 风电 | Onshore | 50 | operating | 2014 | Xinjiang Goldwind Science And Technology Co Ltd [100%] | Urumqi Jinfeng Tianyi Wind Power CO LTD （ | 43.491 | 88.0589 | L100000904827 | G100000905925 | https://www.gem.wiki/Xinjiang_Dabancheng_Experimental_(Jinfeng)_wind_farm | Global Wind Power Tracker - February 2026 |  | 不适用 | 运行参数继承参考Generators_data.csv的风电/光伏设定
3778 | XJ | 5 | 新疆 | Ürümqi | Dabancheng District | 金润绿原达坂城49.5兆瓦分散式风电项目 | Xinjiang Dabancheng Jinrun Luyuan distributed wind farm | -- | 风电 | Onshore | 49.5 | operating | 2023 | SEPCOIII Electric POWER Construction Co Ltd [12%]; Xinjiang State-owned Capital Industrial Investment Fund Limited Partnership Enterprise [10%]; Xinjiang New Energy (Group) Co Ltd [63%]; unknown [7%]; Xinjiang State-owned Capital Industrial Investment Fund Limited Partnership Enterprise [8%] | Xinjiang Lixin Energy | 43.3688 | 88.3037 | L100000922843 | G100000928403 | https://www.gem.wiki/Xinjiang_Dabancheng_Jinrun_Luyuan_distributed_wind_farm | Global Wind Power Tracker - February 2026 |  | 不适用 | 运行参数继承参考Generators_data.csv的风电/光伏设定
3779 | XJ | 5 | 新疆 | Ürümqi | Dabancheng District | 粤水电十二师104团风电场项目 | Xinjiang Dabancheng Twelfth Division 104 Regiment wind farm | -- | 风电 | Onshore | 50 | operating | 2015 | Xinjiang Guangdong Hydropower Energy Co Ltd [100%] | Urumqi Guangdong Hydropower Energy | 43.5095 | 87.9542 | L100000904904 | G100000906024 | https://www.gem.wiki/Xinjiang_Dabancheng_Twelfth_Division_104_Regiment_wind_farm | Global Wind Power Tracker - February 2026 |  | 不适用 | 运行参数继承参考Generators_data.csv的风电/光伏设定
3780 | XJ | 5 | 新疆 | Ürümqi | Dabancheng District | 新疆风能公司达坂城盐湖风电场一期49.5兆瓦风电项目 | Xinjiang Dabancheng Yanhu wind farm | 1 | 风电 | Onshore | 50 | operating | 2015 | Xinjiang Wind Energy Co Ltd [100%] | Urumqi Tianpeng Wind Power Generation | 43.5052 | 88.1997 | L100000904886 | G100000905999 | https://www.gem.wiki/Xinjiang_Dabacheng_Yanhu_wind_farm | Global Wind Power Tracker - February 2026 |  | 不适用 | 运行参数继承参考Generators_data.csv的风电/光伏设定
3781 | XJ | 5 | 新疆 | Ürümqi | Dabancheng District | 新疆达坂城整装风电场 (天润) | Xinjiang Dabancheng Zhengzhuang (Tianrun) wind farm | -- | 风电 | Onshore | 201 | operating | 2017 |  | Wulumuqi Goldwind Tianrun Windpower | 42.4805 | 85.4633 | L100000903910 | G100000904859 | https://www.gem.wiki/Xinjiang_Dabancheng_Zhengzhuang_(Tianrun)_wind_farm | Global Wind Power Tracker - February 2026 |  | 不适用 | 运行参数继承参考Generators_data.csv的风电/光伏设定
3782 | XJ | 5 | 新疆 | Tacheng Prefecture | Emin | 国家电投额敏玛依塔斯风电项目 | Xinjiang Emin Mayitasi (State Power Investment) wind farm | 1 | 风电 | Onshore | 100 | operating | 2023 | State Power Investment Group Xinjiang Energy and Chemical Co Ltd |  | 46.2548 | 83.878 | L100001004171 | G100001004857 | https://www.gem.wiki/Xinjiang_Emin_Mayitasi_(State_Power_Investment)_"Guaranteed_Connection"_wind_farm | Global Wind Power Tracker - February 2026 |  | 不适用 | 运行参数继承参考Generators_data.csv的风电/光伏设定
3783 | XJ | 5 | 新疆 | Tacheng Prefecture | Emin | 中广核额敏塔城玛依塔斯风电场二期49.5MW发电工程 | Xinjiang Emin Mayitasi wind farm | 2 | 风电 | Onshore | 50 | operating | 2014 | China Guangdong Nuclear Wind Energy Ltd [100%] | China Guangdong Nuclear Emin Wind Power | 46.2208 | 84.1056 | L100000904816 | G100000905914 | https://www.gem.wiki/Xinjiang_Emin_Mayitasi_wind_farm | Global Wind Power Tracker - February 2026 |  | 不适用 | 运行参数继承参考Generators_data.csv的风电/光伏设定
3784 | XJ | 5 | 新疆 | Tacheng Prefecture | Emin | 塔城天润玛依塔斯三期49.5兆瓦风电项目 | Xinjiang Emin Mayitasi wind farm | 3 | 风电 | Onshore | 50 | operating | 2015 | Qingdao Tianrun Qihang Investment Co Ltd [100%] | Emin Tianrun Wind Power | 46.2617 | 84.2279 | L100000904816 | G100000905992 | https://www.gem.wiki/Xinjiang_Emin_Mayitasi_wind_farm | Global Wind Power Tracker - February 2026 |  | 不适用 | 运行参数继承参考Generators_data.csv的风电/光伏设定
3785 | XJ | 5 | 新疆 | Altay Prefecture | Fuyun | 富蕴天润公司阿勒泰恰库尔图风电场一期49.5MW发电工程 | Xinjiang Fuyun Qiaku'Ertu wind farm | 1 | 风电 | Onshore | 50 | operating | 2012 | Xinjiang Silk Road Haoyuan Electric Power Co Ltd [100%] | Fuyun Tianrun Wind Power | 46.2061 | 89.5747 | L100000904836 | G100000905937 | https://www.gem.wiki/Xinjiang_Fuyun_Qiaku'Ertu_wind_farm | Global Wind Power Tracker - February 2026 |  | 不适用 | 运行参数继承参考Generators_data.csv的风电/光伏设定
3786 | XJ | 5 | 新疆 | Turpan | Gaochang District | 国电青松吐鲁番新能源大河沿风电一期49.5MW发电工程 | Xinjiang Gaochang Daheyan wind farm | 1 | 风电 | Onshore | 50 | operating | 2013 | Guodian Power Xinjiang New Energy Development Co Ltd [51%]; State-owned Asset Management (Group) CO LTD of The 12th Division of Xinjiang Production and Construction Corps [14%]; Xinjiang Qingsong Building Materials And Chemicals (Group) Co Ltd [35%] | Guodian Qingsong Turpan New Energy | 43.1701 | 88.6301 | L100000904842 | G100000905944 | https://www.gem.wiki/Xinjiang_Gaochang_Daheyan_wind_farm | Global Wind Power Tracker - February 2026 |  | 不适用 | 运行参数继承参考Generators_data.csv的风电/光伏设定
3787 | XJ | 5 | 新疆 | Turpan | Gaochang District | 国电青松吐鲁番新能源大河沿风电二期49.5MW发电工程 | Xinjiang Gaochang Daheyan wind farm | 2 | 风电 | Onshore | 50 | operating | 2014 | Guodian Power Xinjiang New Energy Development Co Ltd [51%]; State-owned Asset Management (Group) CO LTD of The 12th Division of Xinjiang Production and Construction Corps [14%]; Xinjiang Qingsong Building Materials And Chemicals (Group) Co Ltd [35%] | Guodian Qingsong Turpan New Energy | 43.2233 | 88.6506 | L100000904842 | G100000905945 | https://www.gem.wiki/Xinjiang_Gaochang_Daheyan_wind_farm | Global Wind Power Tracker - February 2026 |  | 不适用 | 运行参数继承参考Generators_data.csv的风电/光伏设定
3788 | XJ | 5 | 新疆 | Turpan | Gaochang District | 新疆吐鲁番广恒小草湖风电场二期49.5MW工程 | Xinjiang Gaochang Xiaocaohu (Guangheng) wind farm | 2 | 风电 | Onshore | 50 | operating | 2015 | Luneng New Energy (Group) Co Ltd [100%] | Xinjiang Turpan Guangheng New Energy | 43.0769 | 88.6631 | L100000904892 | G100000906006 | https://www.gem.wiki/Xinjiang_Gaochang_Xiaocaohu_(Guangheng)_wind_farm | Global Wind Power Tracker - February 2026 |  | 不适用 | 运行参数继承参考Generators_data.csv的风电/光伏设定
3789 | XJ | 5 | 新疆 | Turpan | Gaochang District | 国投吐鲁番风电小草湖风电场一期49.5MW发电工程 | Xinjiang Gaochang Xiaocaohu (Guotou) wind farm | 1 | 风电 | Onshore | 50 | operating | 2014 | State Development and Investment Corporation New Energy Investment Co Ltd [100%] | State Development and Investment Corporation Turpan Wind Power | 45.4468 | 87.8472 | L100000904839 | G100000905941 | https://www.gem.wiki/Xinjiang_Gaochang_Xiaocaohu_(Guotou)_wind_farm | Global Wind Power Tracker - February 2026 |  | 不适用 | 运行参数继承参考Generators_data.csv的风电/光伏设定
3790 | XJ | 5 | 新疆 | Turpan | Gaochang District | 新疆高昌小草湖风电场 (华电) | Xinjiang Gaochang Xiaocaohu (Huadian) wind farm | -- | 风电 | Onshore | 100 | operating | 2022 | Huadian Xinjiang Electricity Co Ltd [66%]; Turpan Guosheng Energy Co Ltd [34%] | Huadian Huasheng Turpan Energy | 43.0576 | 88.679 | L100000903893 | G100000904835 | https://www.gem.wiki/Xinjiang_Gaochang_Xiaocaohu_(Huadian)_wind_farm | Global Wind Power Tracker - February 2026 |  | 不适用 | 运行参数继承参考Generators_data.csv的风电/光伏设定
3791 | XJ | 5 | 新疆 | Turpan | Gaochang District | 新疆吐鲁番广恒新能源鲁能小草湖风电场一期49.5MW发电工程 | Xinjiang Gaochang Xiaocaohu (Luneng) wind farm | 1 | 风电 | Onshore | 50 | operating | 2013 | Luneng New Energy (Group) Co Ltd [100%] | Xinjiang Turpan Guangheng New Energy | 43.2134 | 88.6066 | L100000904837 | G100000905938 | https://www.gem.wiki/Xinjiang_Gaochang_Xiaocaohu_(Luneng)_wind_farm | Global Wind Power Tracker - February 2026 |  | 不适用 | 运行参数继承参考Generators_data.csv的风电/光伏设定
3792 | XJ | 5 | 新疆 | Turpan | Gaochang District | 新疆高昌小草湖风电场 (明阳) | Xinjiang Gaochang Xiaocaohu (Mingyang) wind farm | -- | 风电 | Onshore | 200 | operating | 2022 | Mingyang Smart Energy Group Shareholding Co. [100%] |  | 42.4805 | 85.4633 | L100000903892 | G100000904834 | https://www.gem.wiki/Xinjiang_Gaochang_Xiaocaohu_(Mingyang)_wind_farm | Global Wind Power Tracker - February 2026 |  | 不适用 | 运行参数继承参考Generators_data.csv的风电/光伏设定
3793 | XJ | 5 | 新疆 | Turpan | Gaochang District | 新疆华电珍珠泉新能源有限公司小草湖北风电场一期49.5MW工程 | Xinjiang Gaochang Xiaocaohubei wind farm | 1 | 风电 | Onshore | 50 | operating | 2015 | Huadian Fuxin Energy Development Co Ltd. [100%] | Xinjiang Huadian Zhenzhuquan New Energy | 43.2139 | 88.5802 | L100000904889 | G100000906003 | https://www.gem.wiki/Xinjiang_Gaochang_Xiaocaohubei_wind_farm | Global Wind Power Tracker - February 2026 |  | 不适用 | 运行参数继承参考Generators_data.csv的风电/光伏设定
3794 | XJ | 5 | 新疆 | Ili AP | Ghulja | 伊宁县20MW分散式风电项目 | Xinjiang Ghulja Distributed wind farm | -- | 风电 | Onshore | 20 | operating | 2021 | Yining CGN New Energy Co Ltd |  | 44.143 | 81.532 | L100001020632 | G100001023532 | https://www.gem.wiki/Xinjiang_Ghulja_Distributed_wind_farm | Global Wind Power Tracker - February 2026 |  | 不适用 | 运行参数继承参考Generators_data.csv的风电/光伏设定
3795 | XJ | 5 | 新疆 | Changji AP | Mori | 中煤古尔班通古特沙漠基地40万千瓦风电项目, “疆电外送”第二通道新能源扩容项目 | Xinjiang Gurbantünggüt Desert Renewables Base Mori wind farms | China Coal | 风电 | Onshore | 400 | operating | 2025 | Changji Gurbantünggüt Desert Base New Energy Development CO LTD China Coal Mori Branch CO Co Ltd |  | 44.0111 | 90.6873 | L100000922848 | G100001000975 | https://www.gem.wiki/Xinjiang_Gurbantünggüt_Desert_Renewables_Base_Mori_wind_farms | Global Wind Power Tracker - February 2026 |  | 不适用 | 运行参数继承参考Generators_data.csv的风电/光伏设定
3796 | XJ | 5 | 新疆 | Changji AP | Mori | 古尔班通古特沙漠基地项目华电木垒80万千瓦风电项目, “疆电外送”第二通道新能源扩容项目 | Xinjiang Gurbantünggüt Desert Renewables Base Mori wind farms | Huadian | 风电 | Onshore | 800 | operating | 2025 | Changji Gurbantünggüt Desert Base New Energy Development CO LTD Huadian Mori Branch CO Co Ltd | Changji Gurbantünggüt Desert Base New Energy Development CO LTD Huadian Mori Branch CO | 44.253 | 90.248 | L100000922848 | G100000928408 | https://www.gem.wiki/Xinjiang_Gurbantünggüt_Desert_Renewables_Base_Mori_wind_farms | Global Wind Power Tracker - February 2026 |  | 不适用 | 运行参数继承参考Generators_data.csv的风电/光伏设定
3797 | XJ | 5 | 新疆 | Changji AP | Mori | 陕投木垒四十个井子400兆瓦风力发电项目, “疆电外送”第二通道新能源扩容项目 | Xinjiang Gurbantünggüt Desert Renewables Base Mori wind farms | Shaanxi Investment | 风电 | Onshore | 400 | operating | 2025 | Changji Gurbantünggüt Desert Base New Energy Development CO LTD Shaanxi Investment Mori Branch |  | 43.9206 | 90.6801 | L100000922848 | G100001000976 | https://www.gem.wiki/Xinjiang_Gurbantünggüt_Desert_Renewables_Base_Mori_wind_farms | Global Wind Power Tracker - February 2026 |  | 不适用 | 运行参数继承参考Generators_data.csv的风电/光伏设定
3798 | XJ | 5 | 新疆 | Altay Prefecture | Habahe | 吉林新能源哈巴河风电场一期49.5兆瓦风电项目 | Xinjiang Habahe (Jiyuan) wind farm | 1 | 风电 | Onshore | 50 | operating | 2015 | Huadian Fuxin Energy Development Co Ltd. [100%] | Habahe Jiyuan Wind Power | 48.0961 | 85.8572 | L100000904874 | G100000905984 | https://www.gem.wiki/Xinjiang_Habahe_(Jiyuan)_wind_farm | Global Wind Power Tracker - February 2026 |  | 不适用 | 运行参数继承参考Generators_data.csv的风电/光伏设定
3799 | XJ | 5 | 新疆 | Altay Prefecture | Habahe | 特变电工哈巴河风电场49.5兆瓦风电项目 | Xinjiang Habahe (Tbea) wind farm | -- | 风电 | Onshore | 50 | operating | 2015 | Tbea Xinjiang Sunoasis Co Ltd [100%] | Habahe Xinte Wind Power | 47.9504 | 85.8141 | L100000904883 | G100000905995 | https://www.gem.wiki/Xinjiang_Habahe_(Tbea)_wind_farm | Global Wind Power Tracker - February 2026 |  | 不适用 | 运行参数继承参考Generators_data.csv的风电/光伏设定
3800 | XJ | 5 | 新疆 | Altay Prefecture | Habahe | 龙源哈巴河风力发电阿勒泰萨尔塔木风电场一期49.5MW发电工程 | Xinjiang Habahe Sa'Ertamu wind farm | 1 | 风电 | Onshore | 50 | operating | 2013 | China Longyuan Power Group Corp Ltd [100%] | Longyuan Habahe Wind Power Generation | 47.9934 | 86.4071 | L100000904841 | G100000905943 | https://www.gem.wiki/Xinjiang_Habahe_Sa'Ertamu_wind_farm | Global Wind Power Tracker - February 2026 |  | 不适用 | 运行参数继承参考Generators_data.csv的风电/光伏设定
3801 | XJ | 5 | 新疆 | Altay Prefecture | Habahe | 龙源哈巴河风力发电阿勒泰河萨尔塔木风电场二期49.5MW发电工程 | Xinjiang Habahe Sa'Ertamu wind farm | 2 | 风电 | Onshore | 50 | operating | 2013 | China Longyuan Power Group Corp Ltd [100%] | Longyuan Habahe Wind Power Generation | 48.0891 | 86.4825 | L100000904841 | G100000923402 | https://www.gem.wiki/Xinjiang_Habahe_Sa'Ertamu_wind_farm | Global Wind Power Tracker - February 2026 |  | 不适用 | 运行参数继承参考Generators_data.csv的风电/光伏设定
3802 | XJ | 5 | 新疆 | Altay Prefecture | Jeminay | 哈巴河风电场一期49.5兆瓦风电项目 | Xinjiang Habahe wind farm | 1 | 风电 | Onshore | 50 | operating | 2015 | Datang Xinjiang Power Generation Co Ltd [100%] | Datang Habahe Clean Energy | 48.0632 | 86.4164 | L100000904870 | G100000905979 | https://www.gem.wiki/Xinjiang_Habahe_wind_farm | Global Wind Power Tracker - February 2026 |  | 不适用 | 运行参数继承参考Generators_data.csv的风电/光伏设定
3803 | XJ | 5 | 新疆 | Hami | Yizhou District | 中煤哈密一通道80万千瓦风电+20万千瓦光伏多能互补项目 | Xinjiang Hami "First Power Export Line" (China Coal) wind farm | -- | 风电 | Onshore | 800 | operating | 2025 |  | Hami Dananhu New Energy | 42.564 | 93.413 | L100000918985 | G100000923403 | https://www.gem.wiki/Xinjiang_Hami_"First_Power_Export_Line"_(China_Coal)_wind_farm | Global Wind Power Tracker - February 2026 |  | 不适用 | 运行参数继承参考Generators_data.csv的风电/光伏设定
3804 | XJ | 5 | 新疆 | Hami | Yizhou District | 新疆华电哈密一通道40万千瓦风电10万千瓦光伏多能互补项目 | Xinjiang Hami "First Power Export Line" (Huadian) wind farm | -- | 风电 | Onshore | 400 | operating | 2024 | Huadian Xinjiang Hami Coal and Power Development Co Ltd [100%] |  | 42.6895 | 94.0759 | L100000918986 | G100000923404 | https://www.gem.wiki/Xinjiang_Hami_"First_Power_Export_Line"_(Huadian)_wind_farm | Global Wind Power Tracker - February 2026 |  | 不适用 | 运行参数继承参考Generators_data.csv的风电/光伏设定
3805 | XJ | 5 | 新疆 | Hami | Barköl | 中电建哈密60万千瓦风电暨15.6万千瓦/60万千瓦时储能配套项目 | Xinjiang Hami (China Power Construction) wind farm | -- | 风电 | Onshore | 600 | operating | 2024 | China Power Construction New Energy Group Xinjiang Branch Co [100%] |  | 44.206 | 93.324 | L100000918991 | G100000923409 | https://www.gem.wiki/Xinjiang_Hami_(China_Power_Construction)_wind_farm | Global Wind Power Tracker - February 2026 |  | 不适用 | 运行参数继承参考Generators_data.csv的风电/光伏设定
3806 | XJ | 5 | 新疆 | Hami | Barköl | 巴里坤三塘湖区域 8 万千瓦风光同场保障性并网项目 | Xinjiang Hami (China Power Investment) Guaranteed Offtake wind farm | -- | 风电 | Onshore | 50 | operating | 2023 | State Power Investment Xinjiang Energy and Chemical Co Ltd [100%] | Hami Shengkun New Energy | 44.2403 | 93.3352 | L100000918992 | G100000923410 | https://www.gem.wiki/Xinjiang_Hami_(China_Power_Investment)_Guaranteed_Offtake_wind_farm | Global Wind Power Tracker - February 2026 |  | 不适用 | 运行参数继承参考Generators_data.csv的风电/光伏设定
3807 | XJ | 5 | 新疆 | Hami | Yizhou District | 国神新疆哈密100万千瓦多能互补新能源项目 | Xinjiang Hami - Zhengzhou Power Export (China Energy Investment) wind farm | -- | 风电 | Onshore | 800 | operating | 2025 | China Energy Investment Group CO LTD Shenhua Guoneng Group Co |  | 42.575 | 93.429 | L100001005066 | G100001005987 | https://www.gem.wiki/Xinjiang_Hami_-_Zhengzhou_Power_Export_(China_Energy_Investment)_wind_farm | Global Wind Power Tracker - February 2026 |  | 不适用 | 运行参数继承参考Generators_data.csv的风电/光伏设定
3808 | XJ | 5 | 新疆 | Hami | Yizhou District | 中广核哈密 白山泉及雅满苏分散式风电项目 | Xinjiang Hami Baishanquan and Yamansufen Distributed wind farms | -- | 风电 | Onshore | 48 | operating | 2020 | China Guangdong Nuclear Hami Wind Power Generation Co Ltd |  | 41.908 | 93.906 | L100001026085 | G100001031337 | https://www.gem.wiki/Xinjiang_Hami_Baishanquan_and_Yamansufen_Distributed_wind_farms | Global Wind Power Tracker - February 2026 |  | 不适用 | 运行参数继承参考Generators_data.csv的风电/光伏设定
3809 | XJ | 5 | 新疆 | Hami | Barköl | 巴里坤县40万KW风电+40万KWh储能新能源项目 | Xinjiang Hami Balikun (Yuanjing) wind farm | -- | 风电 | Onshore | 400 | operating | 2023 | Yuanjing (Envision) Co Ltd [100%] | Jingtai New Energy (Shanghai) | 43.6366 | 92.9975 | L100000918987 | G100000923405 | https://www.gem.wiki/Xinjiang_Hami_Balikun_(Yuanjing)_wind_farm | Global Wind Power Tracker - February 2026 |  | 不适用 | 运行参数继承参考Generators_data.csv的风电/光伏设定
3810 | XJ | 5 | 新疆 | Hami | Barköl | 新疆哈密巴里坤分布式风电场 | Xinjiang Hami Balikun Distributed wind farm | 1 | 风电 | Onshore | 69 | operating | 2013 |  | China Guangdong Nuclear Hami Windpower | 42.4805 | 85.4633 | L100000903826 | G100000904749 | https://www.gem.wiki/Xinjiang_Hami_Balikun_Distributed_wind_farm | Global Wind Power Tracker - February 2026 |  | 不适用 | 运行参数继承参考Generators_data.csv的风电/光伏设定
3811 | XJ | 5 | 新疆 | Hami | Barköl | 弘毅红星风电场一期49.5MW风电项目 | Xinjiang Hami Balikun Hongxing wind farm | 1 | 风电 | Onshore | 50 | operating | 2015 | Xinjiang Donghao Zhuocheng Investment Co Ltd [25%]; China Power Investment Xinjiang Energy and Chemical Industry Group Hami Co Ltd [75%] | Hami Hongyi New Energy Investment | 44.1549 | 92.7101 | L100000904900 | G100000906017 | https://www.gem.wiki/Xinjiang_Hami_Balikun_Hongxing_wind_farm | Global Wind Power Tracker - February 2026 |  | 不适用 | 运行参数继承参考Generators_data.csv的风电/光伏设定
3812 | XJ | 5 | 新疆 | Hami | Barköl | 弘毅红星风电场二期49.5MW风电项目 | Xinjiang Hami Balikun Hongxing wind farm | 2 | 风电 | Onshore | 50 | operating | 2015 | Xinjiang Donghao Zhuocheng Investment Co Ltd [25%]; China Power Investment Xinjiang Energy and Chemical Industry Group Hami Co Ltd [75%] | Hami Hongyi New Energy Investment | 44.159 | 92.7101 | L100000904900 | G100000906016 | https://www.gem.wiki/Xinjiang_Hami_Balikun_Hongxing_wind_farm | Global Wind Power Tracker - February 2026 |  | 不适用 | 运行参数继承参考Generators_data.csv的风电/光伏设定
3813 | XJ | 5 | 新疆 | Hami | Barköl | 新疆哈密巴里坤三塘湖风电场 (北京宣力十三师) | Xinjiang Hami Balikun Santanghu (Beijing Xuyanli/13Th Corps) wind farm | -- | 风电 | Onshore | 300 | operating | 2016 |  | Hami Xuanli Windpower | 44.1603 | 92.9219 | L100000903827 | G100000904750 | https://www.gem.wiki/Xinjiang_Hami_Balikun_Santanghu_(Beijing_Xuyanli/13Th_Corps)_wind_farm | Global Wind Power Tracker - February 2026 |  | 不适用 | 运行参数继承参考Generators_data.csv的风电/光伏设定
3814 | XJ | 5 | 新疆 | Hami | Barköl | 新疆哈密巴里坤三塘湖风电场一期 (大唐) | Xinjiang Hami Balikun Santanghu (Datang) wind farm | 1 | 风电 | Onshore | 50 | operating | 2014 |  | Datang Balikun Windpower Development | 44.0964 | 93.0994 | L100000903828 | G100000904751 | https://www.gem.wiki/Xinjiang_Hami_Balikun_Santanghu_(Datang)_wind_farm | Global Wind Power Tracker - February 2026 |  | 不适用 | 运行参数继承参考Generators_data.csv的风电/光伏设定
3815 | XJ | 5 | 新疆 | Hami | Barköl | 新疆哈密巴里坤三塘湖风电场 (大唐十三师) | Xinjiang Hami Balikun Santanghu (Datang/13Th Corps) wind farm | -- | 风电 | Onshore | 200 | operating | 2016 |  | Datang Hami 13th Corps Clean Energy Development | 42.4805 | 85.4633 | L100000903829 | G100000904752 | https://www.gem.wiki/Xinjiang_Hami_Balikun_Santanghu_(Datang/13Th_Corps)_wind_farm | Global Wind Power Tracker - February 2026 |  | 不适用 | 运行参数继承参考Generators_data.csv的风电/光伏设定
3816 | XJ | 5 | 新疆 | Hami | Barköl | 新疆哈密巴里坤三塘湖风电场一期 | Xinjiang Hami Balikun Santanghu (Dongfang Minsheng) wind farm | 1 | 风电 | Onshore | 50 | operating | 2013 |  | Balikun Dongfang Minsheng New Energy | 44.1555 | 93.2186 | L100000903830 | G100000904753 | https://www.gem.wiki/Xinjiang_Hami_Balikun_Santanghu_(Dongfang_Minsheng)_wind_farm | Global Wind Power Tracker - February 2026 |  | 不适用 | 运行参数继承参考Generators_data.csv的风电/光伏设定
3817 | XJ | 5 | 新疆 | Hami | Barköl | 新疆哈密巴里坤三塘湖风电场二期 (东方民生) | Xinjiang Hami Balikun Santanghu (Dongfang Minsheng) wind farm | 2 | 风电 | Onshore | 50 | operating | 2015 |  | Balikun Dongfang Minsheng New Energy | 44.1419 | 93.2007 | L100000903830 | G100000904754 | https://www.gem.wiki/Xinjiang_Hami_Balikun_Santanghu_(Dongfang_Minsheng)_wind_farm | Global Wind Power Tracker - February 2026 |  | 不适用 | 运行参数继承参考Generators_data.csv的风电/光伏设定
3818 | XJ | 5 | 新疆 | Hami | Barköl | 新疆哈密巴里坤三塘湖风电场三期 (东方民生) | Xinjiang Hami Balikun Santanghu (Dongfang Minsheng) wind farm | 3 | 风电 | Onshore | 50 | operating | 2014 |  | Balikun Dongfang Minsheng New Energy | 44.1693 | 93.2346 | L100000903830 | G100000904755 | https://www.gem.wiki/Xinjiang_Hami_Balikun_Santanghu_(Dongfang_Minsheng)_wind_farm | Global Wind Power Tracker - February 2026 |  | 不适用 | 运行参数继承参考Generators_data.csv的风电/光伏设定
3819 | XJ | 5 | 新疆 | Hami | Barköl | 新疆哈密巴里坤三塘湖风电场四期 (东方民生) | Xinjiang Hami Balikun Santanghu (Dongfang Minsheng) wind farm | 4 | 风电 | Onshore | 50 | operating | 2016 |  | Balikun Dongfang Minsheng New Energy | 44.1698 | 93.258 | L100000903830 | G100000904756 | https://www.gem.wiki/Xinjiang_Hami_Balikun_Santanghu_(Dongfang_Minsheng)_wind_farm | Global Wind Power Tracker - February 2026 |  | 不适用 | 运行参数继承参考Generators_data.csv的风电/光伏设定
3820 | XJ | 5 | 新疆 | Hami | Barköl | 新疆哈密巴里坤三塘湖风电场一期 (东豪十三师) | Xinjiang Hami Balikun Santanghu (Donghao/13Th Corps) wind farm | 1 | 风电 | Onshore | 50 | operating | 2015 |  | Hami Donghao New Energy Development | 44.202 | 92.6709 | L100000903831 | G100000904757 | https://www.gem.wiki/Xinjiang_Hami_Balikun_Santanghu_(Donghao/13Th_Corps)_wind_farm | Global Wind Power Tracker - February 2026 |  | 不适用 | 运行参数继承参考Generators_data.csv的风电/光伏设定
3821 | XJ | 5 | 新疆 | Hami | Barköl | 新疆哈密巴里坤三塘湖风电场二期 (东豪十三师) | Xinjiang Hami Balikun Santanghu (Donghao/13Th Corps) wind farm | 2 | 风电 | Onshore | 50 | operating | 2016 |  | Hami Donghao New Energy Development | 44.202 | 92.6709 | L100000903831 | G100000904758 | https://www.gem.wiki/Xinjiang_Hami_Balikun_Santanghu_(Donghao/13Th_Corps)_wind_farm | Global Wind Power Tracker - February 2026 |  | 不适用 | 运行参数继承参考Generators_data.csv的风电/光伏设定
3822 | XJ | 5 | 新疆 | Hami | Barköl | 新疆哈密巴里坤三塘湖风电场 | Xinjiang Hami Balikun Santanghu (Fengyuan) wind farm | -- | 风电 | Onshore | 50 | operating | 2014 |  | Balikun Fengyuan Windpower | 44.2389 | 92.8503 | L100000903832 | G100000904759 | https://www.gem.wiki/Xinjiang_Hami_Balikun_Santanghu_(Fengyuan)_wind_farm | Global Wind Power Tracker - February 2026 |  | 不适用 | 运行参数继承参考Generators_data.csv的风电/光伏设定
3823 | XJ | 5 | 新疆 | Hami | Barköl | 新疆哈密巴里坤三塘湖风电场一期 | Xinjiang Hami Balikun Santanghu (Guodian) wind farm | 1 | 风电 | Onshore | 50 | operating | 2013 |  | Guodian Hami Energy Development | 44.102 | 93.1757 | L100000903833 | G100000904760 | https://www.gem.wiki/Xinjiang_Hami_Balikun_Santanghu_(Guodian)_wind_farm | Global Wind Power Tracker - February 2026 |  | 不适用 | 运行参数继承参考Generators_data.csv的风电/光伏设定
3824 | XJ | 5 | 新疆 | Hami | Barköl | 国电电力三塘湖风电场二期 | Xinjiang Hami Balikun Santanghu (Guodian) wind farm | 2 | 风电 | Onshore | 50 | operating | 2015 | Jiangsu Jiuding Universal Wind Energy Co Ltd [25%]; Guodian Power Xinjiang New Energy Development Co Ltd [75%] | Guodian Jiuding Hami Wind Power | 44.1776 | 93.1299 | L100000903833 | G100000906026 | https://www.gem.wiki/Xinjiang_Hami_Balikun_Santanghu_(Guodian)_wind_farm | Global Wind Power Tracker - February 2026 |  | 不适用 | 运行参数继承参考Generators_data.csv的风电/光伏设定
3825 | XJ | 5 | 新疆 | Hami | Barköl | 新疆三塘湖风电场一期 (国电农十三师) | Xinjiang Hami Balikun Santanghu (Guodian/13Th Corps) wind farm | 1 | 风电 | Onshore | 50 | operating | 2012 |  | Guodian Power Jiuding Hami Windpower | 42.4805 | 85.4633 | L100000903834 | G100000904761 | https://www.gem.wiki/Xinjiang_Hami_Balikun_Santanghu_(Guodian/13Th_Corps)_wind_farm | Global Wind Power Tracker - February 2026 |  | 不适用 | 运行参数继承参考Generators_data.csv的风电/光伏设定
3826 | XJ | 5 | 新疆 | Hami | Barköl | 新疆三塘湖风电场一期 (国电农十三师) | Xinjiang Hami Balikun Santanghu (Haixin/13Th Corps) wind farm | -- | 风电 | Onshore | 99 | operating | 2018 | China Ship-Building Haiwei (Xinjiang) New Energy Co Ltd [100%] | Hami Haixin Energy | 42.4805 | 85.4633 | L100000903835 | G100000904762 | https://www.gem.wiki/Xinjiang_Hami_Balikun_Santanghu_(Haixin/13Th_Corps)_wind_farm | Global Wind Power Tracker - February 2026 |  | 不适用 | 运行参数继承参考Generators_data.csv的风电/光伏设定
3827 | XJ | 5 | 新疆 | Hami | Barköl | 新疆哈密巴里坤三塘湖风电场一期 | Xinjiang Hami Balikun Santanghu (Longyuan) wind farm | 1 | 风电 | Onshore | 50 | operating | 2013 |  | Longyuan Balikun Windpower | 44.175 | 93.1333 | L100000903836 | G100000904763 | https://www.gem.wiki/Xinjiang_Hami_Balikun_Santanghu_(Longyuan)_wind_farm | Global Wind Power Tracker - February 2026 |  | 不适用 | 运行参数继承参考Generators_data.csv的风电/光伏设定
3828 | XJ | 5 | 新疆 | Hami | Barköl | 新疆哈密巴里坤三塘湖风电场二期 (龙源) | Xinjiang Hami Balikun Santanghu (Longyuan) wind farm | 2 | 风电 | Onshore | 50 | operating | 2013 |  | Longyuan Balikun Windpower | 44.175 | 93.1333 | L100000903836 | G100000904764 | https://www.gem.wiki/Xinjiang_Hami_Balikun_Santanghu_(Longyuan)_wind_farm | Global Wind Power Tracker - February 2026 |  | 不适用 | 运行参数继承参考Generators_data.csv的风电/光伏设定
3829 | XJ | 5 | 新疆 | Hami | Barköl | 新疆哈密巴里坤三塘湖风电场三期 (龙源) | Xinjiang Hami Balikun Santanghu (Longyuan) wind farm | 3 | 风电 | Onshore | 50 | operating | 2014 |  | Longyuan Balikun Windpower | 44.1764 | 93.1625 | L100000903836 | G100000904765 | https://www.gem.wiki/Xinjiang_Hami_Balikun_Santanghu_(Longyuan)_wind_farm | Global Wind Power Tracker - February 2026 |  | 不适用 | 运行参数继承参考Generators_data.csv的风电/光伏设定
3830 | XJ | 5 | 新疆 | Hami | Barköl | 新疆哈密巴里坤三塘湖风电场四期 (龙源) | Xinjiang Hami Balikun Santanghu (Longyuan) wind farm | 4 | 风电 | Onshore | 50 | operating | 2014 |  | Longyuan Balikun Windpower | 44.1358 | 93.1125 | L100000903836 | G100000904766 | https://www.gem.wiki/Xinjiang_Hami_Balikun_Santanghu_(Longyuan)_wind_farm | Global Wind Power Tracker - February 2026 |  | 不适用 | 运行参数继承参考Generators_data.csv的风电/光伏设定
3831 | XJ | 5 | 新疆 | Hami | Barköl | 新疆哈密巴里坤三塘湖风电场一期 (国投) | Xinjiang Hami Balikun Santanghu (State Development Investment) wind farm | 1 | 风电 | Onshore | 50 | operating | 2014 |  | State Development Investment Corporation Hami Windpower | 44.0618 | 93.1286 | L100000903837 | G100000904767 | https://www.gem.wiki/Xinjiang_Hami_Balikun_Santanghu_(State_Development_Investment)_wind_farm | Global Wind Power Tracker - February 2026 |  | 不适用 | 运行参数继承参考Generators_data.csv的风电/光伏设定
3832 | XJ | 5 | 新疆 | Hami | Barköl | 新疆哈密巴里坤三塘湖风电场 一期 (新能发展) | Xinjiang Hami Balikun Santanghu (Xinjiang New Energy) wind farm | 1 | 风电 | Onshore | 50 | operating | 2013 |  | Xinjiang New Energy Development Balikun Windpower | 44.1265 | 93.0681 | L100000903838 | G100000904768 | https://www.gem.wiki/Xinjiang_Hami_Balikun_Santanghu_(Xinjiang_New_Energy)_wind_farm | Global Wind Power Tracker - February 2026 |  | 不适用 | 运行参数继承参考Generators_data.csv的风电/光伏设定
3833 | XJ | 5 | 新疆 | Hami | Barköl | 新疆哈密巴里坤三塘湖一区A风电场 | Xinjiang Hami Balikun Santanghu First Area A wind farm | -- | 风电 | Onshore | 200 | operating | 2016 |  | China Guangdong Nuclear Balikun Windpower | 42.4805 | 85.4633 | L100000903840 | G100000904771 | https://www.gem.wiki/Xinjiang_Hami_Balikun_Santanghu_First_Area_A_wind_farm | Global Wind Power Tracker - February 2026 |  | 不适用 | 运行参数继承参考Generators_data.csv的风电/光伏设定
3834 | XJ | 5 | 新疆 | Hami | Barköl | 新疆哈密巴里坤三塘湖一B风电场 | Xinjiang Hami Balikun Santanghu First Area B wind farm | -- | 风电 | Onshore | 201 | operating | 2016 |  | Balikun Rongxin Huachuang Windpower Investment | 44.3401 | 92.8339 | L100000903841 | G100000904772 | https://www.gem.wiki/Xinjiang_Hami_Balikun_Santanghu_First_Area_B_wind_farm | Global Wind Power Tracker - February 2026 |  | 不适用 | 运行参数继承参考Generators_data.csv的风电/光伏设定
3835 | XJ | 5 | 新疆 | Hami | Barköl | 新疆哈密巴里坤三塘湖一C风电场 | Xinjiang Hami Balikun Santanghu First Area C wind farm | -- | 风电 | Onshore | 201 | operating | 2016 |  | China Power Construction Group Hami New Energy Development | 43.8797 | 94.1092 | L100000903842 | G100000904773 | https://www.gem.wiki/Xinjiang_Hami_Balikun_Santanghu_First_Area_C_wind_farm | Global Wind Power Tracker - February 2026 |  | 不适用 | 运行参数继承参考Generators_data.csv的风电/光伏设定
3836 | XJ | 5 | 新疆 | Hami | Barköl | 新疆哈密巴里坤三塘湖一D风电场 | Xinjiang Hami Balikun Santanghu First Area D wind farm | -- | 风电 | Onshore | 200 | operating | 2016 |  | Guohua (Balikun) New Energy | 44.275 | 92.684 | L100000903843 | G100000904774 | https://www.gem.wiki/Xinjiang_Hami_Balikun_Santanghu_First_Area_D_wind_farm | Global Wind Power Tracker - February 2026 |  | 不适用 | 运行参数继承参考Generators_data.csv的风电/光伏设定
3837 | XJ | 5 | 新疆 | Hami | Barköl | 新疆哈密巴里坤三塘湖三A风电场 | Xinjiang Hami Balikun Santanghu Third Area A wind farm | -- | 风电 | Onshore | 201 | operating | 2016 |  | Hami State Development Investment Xinfeng Power | 44.3005 | 92.6112 | L100000903844 | G100000904775 | https://www.gem.wiki/Xinjiang_Hami_Balikun_Santanghu_Third_Area_A_wind_farm | Global Wind Power Tracker - February 2026 |  | 不适用 | 运行参数继承参考Generators_data.csv的风电/光伏设定
3838 | XJ | 5 | 新疆 | Hami | Barköl | 新疆哈密巴里坤三塘湖三B风电场 | Xinjiang Hami Balikun Santanghu Third Area B wind farm | -- | 风电 | Onshore | 200 | operating | 2016 |  | Longyuan Balikun Windpower | 42.4805 | 85.4633 | L100000903845 | G100000904776 | https://www.gem.wiki/Xinjiang_Hami_Balikun_Santanghu_Third_Area_B_wind_farm | Global Wind Power Tracker - February 2026 |  | 不适用 | 运行参数继承参考Generators_data.csv的风电/光伏设定
3839 | XJ | 5 | 新疆 | Hami | Barköl | 新疆哈密巴里坤三塘湖三C风电场 | Xinjiang Hami Balikun Santanghu Third Area C wind farm | -- | 风电 | Onshore | 200 | operating | 2016 |  | Huaneng Xinjiang Santanghu Windpower | 42.4805 | 85.4633 | L100000903846 | G100000904777 | https://www.gem.wiki/Xinjiang_Hami_Balikun_Santanghu_Third_Area_C_wind_farm | Global Wind Power Tracker - February 2026 |  | 不适用 | 运行参数继承参考Generators_data.csv的风电/光伏设定
3840 | XJ | 5 | 新疆 | Hami | Barköl | 新疆哈密巴里坤三塘湖第三风电场D区 | Xinjiang Hami Balikun Santanghu Third Area D wind farm | -- | 风电 | Onshore | 100 | operating | 2015 | State Power Investment Xinjiang New Energy and Chemical Group Hami Branch Co. [100%] | State Power Investment Xinjiang New Energy and Chemical Group Hami Branch Co. | 42.4805 | 85.4633 | L100000903847 | G100000904778 | https://www.gem.wiki/Xinjiang_Hami_Balikun_Santanghu_Third_Area_D_wind_farm | Global Wind Power Tracker - February 2026 |  | 不适用 | 运行参数继承参考Generators_data.csv的风电/光伏设定
3841 | XJ | 5 | 新疆 | Hami | Barköl | 特变电工十三师红星一牧场风电场一期4.95万千瓦工程 | Xinjiang Hami Balikun Thirteen Division Hongxing No.1 Pasture wind farm | 1 | 风电 | Onshore | 50 | operating | 2015 | Huadian Fuxin Energy Development Co Ltd. [100%] | Hami Xinte Energy | 44.1006 | 93.1124 | L100000904901 | G100000906019 | https://www.gem.wiki/Xinjiang_Hami_Balikun_Thirteen_Division_Hongxing_No.1_Pasture_wind_farm | Global Wind Power Tracker - February 2026 |  | 不适用 | 运行参数继承参考Generators_data.csv的风电/光伏设定
3842 | XJ | 5 | 新疆 | Hami | Barköl | 特变电工十三师红星一牧场风电场二期4.95万千瓦工程 | Xinjiang Hami Balikun Thirteen Division Hongxing No.1 Pasture wind farm | 2 | 风电 | Onshore | 50 | operating | 2015 | Huadian Fuxin Energy Development Co Ltd. [100%] | Hami Xinte Energy | 44.1006 | 93.1124 | L100000904901 | G100000906018 | https://www.gem.wiki/Xinjiang_Hami_Balikun_Thirteen_Division_Hongxing_No.1_Pasture_wind_farm | Global Wind Power Tracker - February 2026 |  | 不适用 | 运行参数继承参考Generators_data.csv的风电/光伏设定
3843 | XJ | 5 | 新疆 | Hami | Barköl | 新疆哈密巴里坤三塘湖风力发电一场一期 | Xinjiang Hami Barköl Santanghu First (Huaneng) wind farm | 1 | 风电 | Onshore | 50 | operating | 2010 |  | Huaneng Xinjiang Santanghu Windpower Windpower | 44.2809 | 93.5486 | L100000903839 | G100000904769 | https://www.gem.wiki/Xinjiang_Hami_Balikun_Santanghu_First_(Huaneng)_wind_farm | Global Wind Power Tracker - February 2026 |  | 不适用 | 运行参数继承参考Generators_data.csv的风电/光伏设定
3844 | XJ | 5 | 新疆 | Hami | Barköl | 新疆哈密巴里坤三塘湖风电场二期 (华能) | Xinjiang Hami Barköl Santanghu First (Huaneng) wind farm | 2 | 风电 | Onshore | 50 | operating | 2011 |  | Huaneng Xinjiang Santanghu Windpower Windpower | 44.2731 | 93.525 | L100000903839 | G100000904770 | https://www.gem.wiki/Xinjiang_Hami_Balikun_Santanghu_First_(Huaneng)_wind_farm | Global Wind Power Tracker - February 2026 |  | 不适用 | 运行参数继承参考Generators_data.csv的风电/光伏设定
3845 | XJ | 5 | 新疆 | Hami | Yizhou District | 大南湖电厂多能互补项目（煤电灵活性改造配建24万千瓦风电项目） | Xinjiang Hami Dananhu Power Plant Flexible Operation wind farm | -- | 风电 | Onshore | 240 | operating | 2024 |  | Guowang Energy Hami Coal and Power | 42.6895 | 94.0759 | L100000918988 | G100000923406 | https://www.gem.wiki/Xinjiang_Hami_Dananhu_Power_Plant_Flexible_Operation_wind_farm | Global Wind Power Tracker - February 2026 |  | 不适用 | 运行参数继承参考Generators_data.csv的风电/光伏设定
3846 | XJ | 5 | 新疆 | Hami |  | 新疆哈密景峡一风电场A区 | Xinjiang Hami Jingxia 1 Area A wind farm | -- | 风电 | Onshore | 201 | operating | 2016 |  | Guohua Hami New Energy | 42.1185 | 94.2348 | L100000903848 | G100000904779 | https://www.gem.wiki/Xinjiang_Hami_Jingxia_1_Area_A_wind_farm | Global Wind Power Tracker - February 2026 |  | 不适用 | 运行参数继承参考Generators_data.csv的风电/光伏设定
3847 | XJ | 5 | 新疆 | Hami | Yizhou District | 新疆哈密景峡一风电场B区 | Xinjiang Hami Jingxia 1 Area B wind farm | -- | 风电 | Onshore | 200 | operating | 2018 |  | Guohua Hami New Energy | 42.2794 | 95.1094 | L100000903849 | G100000904780 | https://www.gem.wiki/Xinjiang_Hami_Jingxia_1_Area_B_wind_farm | Global Wind Power Tracker - February 2026 |  | 不适用 | 运行参数继承参考Generators_data.csv的风电/光伏设定
3848 | XJ | 5 | 新疆 | Hami |  | 新疆哈密景峡二风电场A区 | Xinjiang Hami Jingxia 2 Area A wind farm | -- | 风电 | Onshore | 200 | operating | 2017 |  | Guodian Hami Energy Development | 42.175 | 94.8501 | L100000903850 | G100000904781 | https://www.gem.wiki/Xinjiang_Hami_Jingxia_2_Area_A_wind_farm | Global Wind Power Tracker - February 2026 |  | 不适用 | 运行参数继承参考Generators_data.csv的风电/光伏设定
3849 | XJ | 5 | 新疆 | Hami |  | 新疆哈密景峡二风电场B区 | Xinjiang Hami Jingxia 2 Area B wind farm | -- | 风电 | Onshore | 201 | operating | 2017 |  | Guodian Hami Energy Development | 42.175 | 94.8501 | L100000903851 | G100000904782 | https://www.gem.wiki/Xinjiang_Hami_Jingxia_2_Area_B_wind_farm | Global Wind Power Tracker - February 2026 |  | 不适用 | 运行参数继承参考Generators_data.csv的风电/光伏设定
3850 | XJ | 5 | 新疆 | Hami | Yizhou District | 新疆哈密景峡第二风电场C区北 | Xinjiang Hami Jingxia 2 Area C wind farm | North | 风电 | Onshore | 100 | operating | 2019 |  | Hami Huaran Dongfang Jingxia Windpower | 42.2901 | 94.465 | L100000903852 | G100000904784 | https://www.gem.wiki/Xinjiang_Hami_Jingxia_2_Area_C_wind_farm | Global Wind Power Tracker - February 2026 |  | 不适用 | 运行参数继承参考Generators_data.csv的风电/光伏设定
3851 | XJ | 5 | 新疆 | Hami | Yizhou District | 新疆哈密景峡第二风电场C区南 | Xinjiang Hami Jingxia 2 Area C wind farm | South | 风电 | Onshore | 100 | operating | 2019 |  | Hami Huaran Dongfang Jingxia Windpower | 42.075 | 94.3501 | L100000903852 | G100000904783 | https://www.gem.wiki/Xinjiang_Hami_Jingxia_2_Area_C_wind_farm | Global Wind Power Tracker - February 2026 |  | 不适用 | 运行参数继承参考Generators_data.csv的风电/光伏设定
3852 | XJ | 5 | 新疆 | Hami | Yizhou District | 新疆哈密景峡第三风电场A区 | Xinjiang Hami Jingxia 3 Area A wind farm | -- | 风电 | Onshore | 200 | operating | 2016 | China Power Investment Xinjiang Energy and Chemical Industry Group Hami Co Ltd [100%] |  | 42.0364 | 94.3417 | L100000903853 | G100000904785 | https://www.gem.wiki/Xinjiang_Hami_Jingxia_3_Area_A_wind_farm | Global Wind Power Tracker - February 2026 |  | 不适用 | 运行参数继承参考Generators_data.csv的风电/光伏设定
3853 | XJ | 5 | 新疆 | Hami | Yizhou District | 新疆哈密景峡第三风电场B区 | Xinjiang Hami Jingxia 3 Area B wind farm | -- | 风电 | Onshore | 200 | operating | 2019 |  | China Energy Conservation Windpower (Hami) | 42.2597 | 94.9917 | L100000903854 | G100000904786 | https://www.gem.wiki/Xinjiang_Hami_Jingxia_3_Area_B_wind_farm | Global Wind Power Tracker - February 2026 |  | 不适用 | 运行参数继承参考Generators_data.csv的风电/光伏设定
3854 | XJ | 5 | 新疆 | Hami | Yizhou District | 新疆哈密景峡第四风电场ABC区 | Xinjiang Hami Jingxia 4 Areas A, B, And C wind farm | -- | 风电 | Onshore | 600 | operating | 2016 |  | Guohua Hami New Energy | 42.0726 | 94.8094 | L100000903855 | G100000904787 | https://www.gem.wiki/Xinjiang_Hami_Jingxia_4_Areas_A,_B,_And_C_wind_farm | Global Wind Power Tracker - February 2026 |  | 不适用 | 运行参数继承参考Generators_data.csv的风电/光伏设定
3855 | XJ | 5 | 新疆 | Hami | Yizhou District | 新疆哈密景峡第五风电场A区 | Xinjiang Hami Jingxia 5 Area A wind farm | -- | 风电 | Onshore | 300 | operating | 2019 |  | State Development Investment Hami Windpower | 41.9667 | 94.5667 | L100000903856 | G100000904788 | https://www.gem.wiki/Xinjiang_Hami_Jingxia_5_Area_A_wind_farm | Global Wind Power Tracker - February 2026 |  | 不适用 | 运行参数继承参考Generators_data.csv的风电/光伏设定
3856 | XJ | 5 | 新疆 | Hami | Yizhou District | 新疆哈密景峡第五风电场B区 | Xinjiang Hami Jingxia 5 Area B wind farm | -- | 风电 | Onshore | 100 | operating | 2020 |  | State Development Investment Hami Windpower | 42.4805 | 85.4633 | L100000903857 | G100000904789 | https://www.gem.wiki/Xinjiang_Hami_Jingxia_5_Area_B_wind_farm | Global Wind Power Tracker - February 2026 |  | 不适用 | 运行参数继承参考Generators_data.csv的风电/光伏设定
3857 | XJ | 5 | 新疆 | Hami |  | 新疆哈密景峡第六风电场A区 | Xinjiang Hami Jingxia 6 Area A wind farm | -- | 风电 | Onshore | 200 | operating | 2016 |  | Hami Shengxin Jingxia Windpower CO LTD (Haizhuang subsidiary) | 41.9705 | 94.7476 | L100000903858 | G100000904790 | https://www.gem.wiki/Xinjiang_Hami_Jingxia_6_Area_A_wind_farm | Global Wind Power Tracker - February 2026 |  | 不适用 | 运行参数继承参考Generators_data.csv的风电/光伏设定
3858 | XJ | 5 | 新疆 | Hami | Yizhou District | 新疆哈密景峡第六风电场B区 | Xinjiang Hami Jingxia 6 Area B wind farm | -- | 风电 | Onshore | 200 | operating | 2016 |  | Hami Fengshang Power | 41.9619 | 94.8033 | L100000903859 | G100000904791 | https://www.gem.wiki/Xinjiang_Hami_Jingxia_6_Area_B_wind_farm | Global Wind Power Tracker - February 2026 |  | 不适用 | 运行参数继承参考Generators_data.csv的风电/光伏设定
3859 | XJ | 5 | 新疆 | Hami | Yizhou District | 国华景峡西20万千瓦风电+5万千瓦储能项目 | Xinjiang Hami Jingxiaxi (Guohua) wind farm | -- | 风电 | Onshore | 200 | operating | 2022 |  | Guohua (Hami) New Energy | 42.029 | 94.189 | L100000918989 | G100000923407 | https://www.gem.wiki/Xinjiang_Hami_Jingxiaxi_(Guohua)_wind_farm | Global Wind Power Tracker - February 2026 |  | 不适用 | 运行参数继承参考Generators_data.csv的风电/光伏设定
3860 | XJ | 5 | 新疆 | Hami | Yizhou District | 新疆哈密苦水第一风电场 | Xinjiang Hami Kushui 1 wind farm | -- | 风电 | Onshore | 201 | operating | 2014 |  | Datang Hami Windpower Development | 42.6256 | 95.4013 | L100000903860 | G100000904792 | https://www.gem.wiki/Xinjiang_Hami_Kushui_1_wind_farm | Global Wind Power Tracker - February 2026 |  | 不适用 | 运行参数继承参考Generators_data.csv的风电/光伏设定
3861 | XJ | 5 | 新疆 | Hami | Yizhou District | 新疆哈密苦水第二风电场 | Xinjiang Hami Kushui 2 wind farm | -- | 风电 | Onshore | 201 | operating | 2014 |  | Xinjiang Huadian Kushui Windpower | 42.5703 | 95.2394 | L100000903861 | G100000904793 | https://www.gem.wiki/Xinjiang_Hami_Kushui_2_wind_farm | Global Wind Power Tracker - February 2026 |  | 不适用 | 运行参数继承参考Generators_data.csv的风电/光伏设定
3862 | XJ | 5 | 新疆 | Hami | Yizhou District | 新疆哈密苦水第三风电场 | Xinjiang Hami Kushui 3 wind farm | -- | 风电 | Onshore | 201 | operating | 2015 |  | Longyuan Hami New Energy | 42.5626 | 94.9118 | L100000903862 | G100000904794 | https://www.gem.wiki/Xinjiang_Hami_Kushui_3_wind_farm | Global Wind Power Tracker - February 2026 |  | 不适用 | 运行参数继承参考Generators_data.csv的风电/光伏设定
3863 | XJ | 5 | 新疆 | Hami | Yizhou District | 新疆哈密苦水第四风电场 | Xinjiang Hami Kushui 4 wind farm | -- | 风电 | Onshore | 200 | operating | 2014 |  | Three Gorges New Energy Hami Windpower | 42.5824 | 94.8086 | L100000903863 | G100000904795 | https://www.gem.wiki/Xinjiang_Hami_Kushui_4_wind_farm | Global Wind Power Tracker - February 2026 |  | 不适用 | 运行参数继承参考Generators_data.csv的风电/光伏设定
3864 | XJ | 5 | 新疆 | Hami | Yizhou District | 新疆哈密淖毛湖风电场 (大唐) | Xinjiang Hami Naomaohu (Datang) wind farm | -- | 风电 | Onshore | 200 | operating | 2016 |  | Datang Yiwu Clean Energy | 42.4805 | 85.4633 | L100000903864 | G100000904796 | https://www.gem.wiki/Xinjiang_Hami_Naomaohu_(Datang)_wind_farm | Global Wind Power Tracker - February 2026 |  | 不适用 | 运行参数继承参考Generators_data.csv的风电/光伏设定
3865 | XJ | 5 | 新疆 | Hami | Yiwu | 新疆哈密淖毛湖风电场一期 (盾安) | Xinjiang Hami Naomaohu (Dun'An) wind farm | 1 | 风电 | Onshore | 48 | operating | 2013 |  | Yiwu Dun'an Windpower | 43.6639 | 94.8025 | L100000903865 | G100000904797 | https://www.gem.wiki/Xinjiang_Hami_Naomaohu_(Dun'An)_wind_farm | Global Wind Power Tracker - February 2026 |  | 不适用 | 运行参数继承参考Generators_data.csv的风电/光伏设定
3866 | XJ | 5 | 新疆 | Hami | Yiwu | 新疆哈密淖毛湖风电场一期 (华电) | Xinjiang Hami Naomaohu (Huadian) wind farm | 1 | 风电 | Onshore | 50 | operating | 2013 |  | Xinjiang Huadian Shisanjianfang Windpower | 43.7159 | 94.9202 | L100000903866 | G100000904798 | https://www.gem.wiki/Xinjiang_Hami_Naomaohu_(Huadian)_wind_farm | Global Wind Power Tracker - February 2026 |  | 不适用 | 运行参数继承参考Generators_data.csv的风电/光伏设定
3867 | XJ | 5 | 新疆 | Hami | Yiwu | 新疆哈密淖毛湖风电场一期 (国投) | Xinjiang Hami Naomaohu (State Development Investment) wind farm | 1 | 风电 | Onshore | 50 | operating | 2015 |  | State Develoopment Investment Hami Windpower CO LTD Yiwu branch | 42.4805 | 85.4633 | L100000903867 | G100000904799 | https://www.gem.wiki/Xinjiang_Hami_Naomaohu_(State_Development_Investment)_wind_farm | Global Wind Power Tracker - February 2026 |  | 不适用 | 运行参数继承参考Generators_data.csv的风电/光伏设定
3868 | XJ | 5 | 新疆 | Hami | Yiwu | 新疆哈密淖毛湖风电场一期 (天润) | Xinjiang Hami Naomaohu (Tianrun) wind farm | 1 | 风电 | Onshore | 50 | operating | 2015 |  | Yiwu Tianrun Windpower | 43.7234 | 94.636 | L100000903868 | G100000904800 | https://www.gem.wiki/Xinjiang_Hami_Naomaohu_(Tianrun)_wind_farm | Global Wind Power Tracker - February 2026 |  | 不适用 | 运行参数继承参考Generators_data.csv的风电/光伏设定
3869 | XJ | 5 | 新疆 | Hami | Yiwu | 新疆哈密淖毛湖风电场二期 (天润) | Xinjiang Hami Naomaohu (Tianrun) wind farm | 2 | 风电 | Onshore | 50 | operating | 2015 |  | Yiwu Tianrun Windpower | 43.7543 | 94.6803 | L100000903868 | G100000904801 | https://www.gem.wiki/Xinjiang_Hami_Naomaohu_(Tianrun)_wind_farm | Global Wind Power Tracker - February 2026 |  | 不适用 | 运行参数继承参考Generators_data.csv的风电/光伏设定
3870 | XJ | 5 | 新疆 | Hami | Yiwu | 伊吾县淖毛湖区域7万千瓦风光同场保障性并网项目风电 | Xinjiang Hami Naomaohu Guaranteed Offtake wind farm | -- | 风电 | Onshore | 50 | operating | 2023 | Xinjiang Autonomous Region State Asset Investment and Management Co Ltd; Zhejiang Yunda Wind Power Co Ltd |  | 43.3931 | 94.4579 | L100000918990 | G100000923408 | https://www.gem.wiki/Xinjiang_Hami_Naomaohu_Guaranteed_Offtake_wind_farm | Global Wind Power Tracker - February 2026 |  | 不适用 | 运行参数继承参考Generators_data.csv的风电/光伏设定
3871 | XJ | 5 | 新疆 | Hami | Barköl | 华润三塘湖100万千瓦风电发电项目 | Xinjiang Hami Santanghu (China Resources) 1000 MW wind farm | -- | 风电 | Onshore | 1000 | operating | 2024 |  | China Resources New Energy (Balikun) | 44.2403 | 92.629 | L100000918993 | G100000923411 | https://www.gem.wiki/Xinjiang_Hami_Santanghu_(China_Resources)_1000_MW_wind_farm | Global Wind Power Tracker - February 2026 |  | 不适用 | 运行参数继承参考Generators_data.csv的风电/光伏设定
3872 | XJ | 5 | 新疆 | Hami | Yizhou District | 中国能建哈密十三间房5万千瓦风电项目 | Xinjiang Hami Shisanjianfang "Guaranteed Off-Take" (China Energy Construction) wind farm | 1 | 风电 | Onshore | 50 | operating | 2023 | China Energy Construction Group Investment Co Ltd [100%] | China Energy Construction Investment Hami New Energy | 43.194 | 91.739 | L100000918995 | G100000923413 | https://www.gem.wiki/Xinjiang_Hami_Shisanjianfang_"Guaranteed_Off-Take"_(China_Energy_Construction)_wind_farm | Global Wind Power Tracker - February 2026 |  | 不适用 | 运行参数继承参考Generators_data.csv的风电/光伏设定
3873 | XJ | 5 | 新疆 | Hami | Yizhou District | 中广核哈密十三间房50MW风电场 | Xinjiang Hami Shisanjianfang (China Guangdog Nuclear) wind farm | -- | 风电 | Onshore | 50 | operating | 2023 |  | China Guangdong Nuclear Hami Wind Power Generation | 43.367 | 91.603 | L100000918996 | G100000923415 | https://www.gem.wiki/Xinjiang_Hami_Shisanjianfang_(China_Guangdog_Nuclear)_wind_farm | Global Wind Power Tracker - February 2026 |  | 不适用 | 运行参数继承参考Generators_data.csv的风电/光伏设定
3874 | XJ | 5 | 新疆 | Hami | Yizhou District | 哈密十三间房风储一体化示范项目 | Xinjiang Hami Shisanjianfang (China Ship-Building) wind farm | -- | 风电 | Onshore | 1000 | operating | 2024 |  | Hami China Ship-Building Taixun New Energy | 43.194 | 91.739 | L100000918997 | G100000923416 | https://www.gem.wiki/Xinjiang_Hami_Shisanjianfang_(China_Ship-Building)_wind_farm | Global Wind Power Tracker - February 2026 |  | 不适用 | 运行参数继承参考Generators_data.csv的风电/光伏设定
3875 | XJ | 5 | 新疆 | Hami | Yizhou District | 新疆哈密十三间房风电场一期 (粤水电) | Xinjiang Hami Shisanjianfang (Guangdong Hydro) wind farm | 1 | 风电 | Onshore | 50 | operating | 2022 | Guangdong Hydropower Second Bureau Co Ltd [100%] | Xinjiang Guangdong Hydro Energy | 43.4893 | 91.4732 | L100000903869 | G100000904802 | https://www.gem.wiki/Xinjiang_Hami_Shisanjianfang_(Guangdong_Hydro)_wind_farm | Global Wind Power Tracker - February 2026 |  | 不适用 | 运行参数继承参考Generators_data.csv的风电/光伏设定
3876 | XJ | 5 | 新疆 | Hami | Yizhou District | 哈密国投十三间房5万千瓦风电场项目 | Xinjiang Hami Shisanjianfang (Guotou) wind farm | 1 | 风电 | Onshore | 50 | operating | 2022 |  |  | 43.2425 | 91.7528 | L100000918998 | G100001051709 | https://www.gem.wiki/Xinjiang_Hami_Shisanjianfang_(Guotou)_wind_farm | Global Wind Power Tracker - February 2026 |  | 不适用 | 运行参数继承参考Generators_data.csv的风电/光伏设定
3877 | XJ | 5 | 新疆 | Hami | Yizhou District | 哈密国投十三间房二期5万千瓦风电项目 | Xinjiang Hami Shisanjianfang (Guotou) wind farm | 2 | 风电 | Onshore | 50 | operating | 2023 | Xinjiang Uyghur Autonomous Region Hami State-Owned Asset Management and Investment Co Ltd [100%] |  | 43.2425 | 91.7528 | L100000918998 | G100000923417 | https://www.gem.wiki/Xinjiang_Hami_Shisanjianfang_(Guotou)_wind_farm | Global Wind Power Tracker - February 2026 |  | 不适用 | 运行参数继承参考Generators_data.csv的风电/光伏设定
3878 | XJ | 5 | 新疆 | Hami | Yizhou District | 新疆哈密十三间房风电场一期 (华电) | Xinjiang Hami Shisanjianfang (Huadian) wind farm | 1 | 风电 | Onshore | 50 | operating | 2012 |  | Xinjiang Huadian Shisanjianfang Windpower | 43.3083 | 91.7001 | L100000903870 | G100000904803 | https://www.gem.wiki/Xinjiang_Hami_Shisanjianfang_(Huadian)_wind_farm | Global Wind Power Tracker - February 2026 |  | 不适用 | 运行参数继承参考Generators_data.csv的风电/光伏设定
3879 | XJ | 5 | 新疆 | Hami | Yizhou District | 新疆哈密十三间房风电场二期 (华电) | Xinjiang Hami Shisanjianfang (Huadian) wind farm | 2 | 风电 | Onshore | 50 | operating | 2012 |  | Xinjiang Huadian Shisanjianfang Windpower | 43.3112 | 91.664 | L100000903870 | G100000904804 | https://www.gem.wiki/Xinjiang_Hami_Shisanjianfang_(Huadian)_wind_farm | Global Wind Power Tracker - February 2026 |  | 不适用 | 运行参数继承参考Generators_data.csv的风电/光伏设定
3880 | XJ | 5 | 新疆 | Hami | Yizhou District | 新疆哈密十三间房风电场三期 (华电) | Xinjiang Hami Shisanjianfang (Huadian) wind farm | 3 | 风电 | Onshore | 50 | operating | 2014 |  | Xinjiang Huadian Shisanjianfang Windpower | 43.2761 | 91.6747 | L100000903870 | G100000904805 | https://www.gem.wiki/Xinjiang_Hami_Shisanjianfang_(Huadian)_wind_farm | Global Wind Power Tracker - February 2026 |  | 不适用 | 运行参数继承参考Generators_data.csv的风电/光伏设定
3881 | XJ | 5 | 新疆 | Hami | Yizhou District | 新疆哈密十三间房风电场四期 (华电) | Xinjiang Hami Shisanjianfang (Huadian) wind farm | 4 | 风电 | Onshore | 50 | operating | 2019 |  | Xinjiang Huadian Shisanjianfang Windpower | 43.2417 | 91.6501 | L100000903870 | G100000904806 | https://www.gem.wiki/Xinjiang_Hami_Shisanjianfang_(Huadian)_wind_farm | Global Wind Power Tracker - February 2026 |  | 不适用 | 运行参数继承参考Generators_data.csv的风电/光伏设定
3882 | XJ | 5 | 新疆 | Hami | Yizhou District | 新疆哈密广恒新能源十三间房风电场一期49.5MW发电工程 | Xinjiang Hami Shisanjianfang (Luneng) wind farm | 1 | 风电 | Onshore | 50 | operating | 2013 | Luneng New Energy (Group) Co Ltd [78%]; Beijing Tianrun New Energy Investment Co Ltd [22%] | Xinjiang Hami Guangheng New Energy | 43.2716 | 91.8093 | L100000904824 | G100000905922 | https://www.gem.wiki/Xinjiang_Hami_Shisanjianfang_(Luneng)_wind_farm | Global Wind Power Tracker - February 2026 |  | 不适用 | 运行参数继承参考Generators_data.csv的风电/光伏设定
3883 | XJ | 5 | 新疆 | Hami | Yizhou District | 瑞能兴源哈密风力发电有限公司哈密十三间房5万千瓦风电项目 | Xinjiang Hami Shisanjianfang (Ruineng) wind farm | -- | 风电 | Onshore | 50 | operating | 2023 | China Power Chuantou Green New Energy (Chengdu) Co Ltd | Ruineng Xingyuan Hami Wind Power Generation | 43.194 | 91.714 | L100001045880 | G100001051719 | https://www.gem.wiki/Xinjiang_Hami_Shisanjianfang_(Ruineng)_wind_farm | Global Wind Power Tracker - February 2026 |  | 不适用 | 运行参数继承参考Generators_data.csv的风电/光伏设定
3884 | XJ | 5 | 新疆 | Hami | Yizhou District | 国家电投集团新疆哈密有限公司哈密十三间房风电场一期50兆瓦风电项目 | Xinjiang Hami Shisanjianfang (State Power Investment) wind farm | 1 | 风电 | Onshore | 50 | operating | 2022 |  | State Power Investment Group Xinjiang Hami | 43.2001 | 91.7545 | L100000919000 | G100000923419 | https://www.gem.wiki/Xinjiang_Hami_Shisanjianfang_(State_Power_Investment)_wind_farm | Global Wind Power Tracker - February 2026 |  | 不适用 | 运行参数继承参考Generators_data.csv的风电/光伏设定
3885 | XJ | 5 | 新疆 | Hami | Yizhou District | 特变电工十三间房风电场一期 49.5MW 项目 | Xinjiang Hami Shisanjianfang (TBEA) wind farm | 1 | 风电 | Onshore | 49.5 | operating | 2022 | Hami Shisanjianfang Xinte Wind Energy Co Ltd |  | 43.202 | 91.746 | L100001020721 | G100001023650 | https://www.gem.wiki/Xinjiang_Hami_Shisanjianfang_(TBEA)_wind_farm | Global Wind Power Tracker - February 2026 |  | 不适用 | 运行参数继承参考Generators_data.csv的风电/光伏设定
3886 | XJ | 5 | 新疆 | Hami | Yizhou District | 哈密市伊州区峡电新能源有限公司哈密十三间房5万千瓦风电项目 | Xinjiang Hami Shisanjianfang (Three Gorges) wind farm | -- | 风电 | Onshore | 50 | operating | 2023 | Hami Yizhou Gorges Power New Energy Co Ltd |  | 43.205 | 91.757 | L100001045869 | G100001051708 | https://www.gem.wiki/Xinjiang_Hami_Shisanjianfang_(Three_Gorges)_wind_farm | Global Wind Power Tracker - February 2026 |  | 不适用 | 运行参数继承参考Generators_data.csv的风电/光伏设定
3887 | XJ | 5 | 新疆 | Hami | Yizhou District | 新疆哈密十三间房风电场一期 (天润) | Xinjiang Hami Shisanjianfang (Tianrun) wind farm | 1 | 风电 | Onshore | 50 | operating | 2012 |  | Hami Tianrun New Energy | 43.1614 | 91.7958 | L100000903871 | G100000904807 | https://www.gem.wiki/Xinjiang_Hami_Shisanjianfang_(Tianrun)_wind_farm | Global Wind Power Tracker - February 2026 |  | 不适用 | 运行参数继承参考Generators_data.csv的风电/光伏设定
3888 | XJ | 5 | 新疆 | Hami | Yizhou District | 新疆哈密十三间房风电场二期 (天润) | Xinjiang Hami Shisanjianfang (Tianrun) wind farm | 2 | 风电 | Onshore | 50 | operating | 2013 |  | Hami Tianrun New Energy | 43.2069 | 91.8024 | L100000903871 | G100000904808 | https://www.gem.wiki/Xinjiang_Hami_Shisanjianfang_(Tianrun)_wind_farm | Global Wind Power Tracker - February 2026 |  | 不适用 | 运行参数继承参考Generators_data.csv的风电/光伏设定
3889 | XJ | 5 | 新疆 | Hami | Yizhou District | 新疆哈密十三间房风电场三期 (天润) | Xinjiang Hami Shisanjianfang (Tianrun) wind farm | 3 | 风电 | Onshore | 50 | operating | 2014 |  | Hami Tianrun New Energy | 42.4805 | 85.4633 | L100000903871 | G100000904809 | https://www.gem.wiki/Xinjiang_Hami_Shisanjianfang_(Tianrun)_wind_farm | Global Wind Power Tracker - February 2026 |  | 不适用 | 运行参数继承参考Generators_data.csv的风电/光伏设定
3890 | XJ | 5 | 新疆 | Hami | Yizhou District | 新疆哈密十三间房风电场四期 (天润) | Xinjiang Hami Shisanjianfang (Tianrun) wind farm | 4 | 风电 | Onshore | 50 | operating | 2015 |  | Hami Tianrun New Energy | 42.4805 | 85.4633 | L100000903871 | G100000904810 | https://www.gem.wiki/Xinjiang_Hami_Shisanjianfang_(Tianrun)_wind_farm | Global Wind Power Tracker - February 2026 |  | 不适用 | 运行参数继承参考Generators_data.csv的风电/光伏设定
3891 | XJ | 5 | 新疆 | Hami | Yizhou District | 新疆哈密十三间房风电场五期 (天润) | Xinjiang Hami Shisanjianfang (Tianrun) wind farm | 5 | 风电 | Onshore | 50 | operating |  |  | Hami Tianrun New Energy | 42.4805 | 85.4633 | L100000903871 | G100000904811 | https://www.gem.wiki/Xinjiang_Hami_Shisanjianfang_(Tianrun)_wind_farm | Global Wind Power Tracker - February 2026 |  | 不适用 | 运行参数继承参考Generators_data.csv的风电/光伏设定
3892 | XJ | 5 | 新疆 | Hami | Yizhou District | 新疆新能发展东疆能源哈密十三间房50兆瓦风电新能源项 | Xinjiang Hami Shisanjianfang (Xinjiang New Energy) wind farm | -- | 风电 | Onshore | 50 | operating |  | Xinjiang Xinneng Dongjiang Energy Development Co Ltd |  | 43.209 | 91.715 | L100001045873 | G100001051711 | https://www.gem.wiki/Xinjiang_Hami_Shisanjianfang_(Xinjiang_New_Energy)_wind_farm | Global Wind Power Tracker - February 2026 |  | 不适用 | 运行参数继承参考Generators_data.csv的风电/光伏设定
3893 | XJ | 5 | 新疆 | Hami | Yizhou District | 新疆哈密十三间房风电场 (新粤) | Xinjiang Hami Shisanjianfang (Xinyue) wind farm | 1 | 风电 | Onshore | 50 | operating | 2022 |  | Hami Xinyue Energy | 42.4805 | 85.4633 | L100000903872 | G100000904812 | https://www.gem.wiki/Xinjiang_Hami_Shisanjianfang_(Xinyue)_wind_farm | Global Wind Power Tracker - February 2026 |  | 不适用 | 运行参数继承参考Generators_data.csv的风电/光伏设定
3894 | XJ | 5 | 新疆 | Hami | Yizhou District | 新疆哈密烟墩第一风电场 | Xinjiang Hami Yandun 1 wind farm | -- | 风电 | Onshore | 200 | operating | 2014 |  | China Power Investment Xinjiang Energy and Chimcal Group Hami | 42.453 | 94.4222 | L100000903873 | G100000904813 | https://www.gem.wiki/Xinjiang_Hami_Yandun_1_wind_farm | Global Wind Power Tracker - February 2026 |  | 不适用 | 运行参数继承参考Generators_data.csv的风电/光伏设定
3895 | XJ | 5 | 新疆 | Hami |  | 新疆哈密烟墩第二风电场 | Xinjiang Hami Yandun 2 wind farm | -- | 风电 | Onshore | 200 | operating | 2014 |  | Hami Yandun Tianrun Windpower | 42.4334 | 94.5313 | L100000903874 | G100000904814 | https://www.gem.wiki/Xinjiang_Hami_Yandun_2_wind_farm | Global Wind Power Tracker - February 2026 |  | 不适用 | 运行参数继承参考Generators_data.csv的风电/光伏设定
3896 | XJ | 5 | 新疆 | Hami |  | 新疆哈密烟墩第三风电场 | Xinjiang Hami Yandun 3 wind farm | -- | 风电 | Onshore | 200 | operating | 2013 |  | China Guangdong Nuclear Hami Windpower | 42.4368 | 94.6523 | L100000903875 | G100000904815 | https://www.gem.wiki/Xinjiang_Hami_Yandun_3_wind_farm | Global Wind Power Tracker - February 2026 |  | 不适用 | 运行参数继承参考Generators_data.csv的风电/光伏设定
3897 | XJ | 5 | 新疆 | Hami | Yizhou District | 新疆哈密烟墩第四风电场 | Xinjiang Hami Yandun 4 wind farm | -- | 风电 | Onshore | 201 | operating | 2014 |  | Huaneng Hami Windpower | 42.5692 | 94.632 | L100000903876 | G100000904816 | https://www.gem.wiki/Xinjiang_Hami_Yandun_4_wind_farm | Global Wind Power Tracker - February 2026 |  | 不适用 | 运行参数继承参考Generators_data.csv的风电/光伏设定
3898 | XJ | 5 | 新疆 | Hami |  | 新疆哈密烟墩第五风电场 | Xinjiang Hami Yandun 5 wind farm | -- | 风电 | Onshore | 200 | operating | 2014 |  | China Energy Conservation Windpower (Hami) | 42.581 | 94.7234 | L100000903877 | G100000904817 | https://www.gem.wiki/Xinjiang_Hami_Yandun_5_wind_farm | Global Wind Power Tracker - February 2026 |  | 不适用 | 运行参数继承参考Generators_data.csv的风电/光伏设定
3899 | XJ | 5 | 新疆 | Hami | Yizhou District | 新疆哈密烟墩第六风电场 | Xinjiang Hami Yandun 6 wind farm | -- | 风电 | Onshore | 200 | operating | 2014 |  | Xinjiang Huaran Dongfang New Energy | 42.5397 | 94.6447 | L100000903878 | G100000904818 | https://www.gem.wiki/Xinjiang_Hami_Yandun_6_wind_farm | Global Wind Power Tracker - February 2026 |  | 不适用 | 运行参数继承参考Generators_data.csv的风电/光伏设定
3900 | XJ | 5 | 新疆 | Hami |  | 新疆哈密烟墩七A风电场 | Xinjiang Hami Yandun 7 Area A wind farm | -- | 风电 | Onshore | 200 | operating | 2016 |  | Hami Xinfeng Energy and Power | 42.4601 | 93.9027 | L100000903879 | G100000904819 | https://www.gem.wiki/Xinjiang_Hami_Yandun_7_Area_A_wind_farm | Global Wind Power Tracker - February 2026 |  | 不适用 | 运行参数继承参考Generators_data.csv的风电/光伏设定
3901 | XJ | 5 | 新疆 | Hami | Yizhou District | 新疆哈密烟墩七B风电场 | Xinjiang Hami Yandun 7 Area B wind farm | -- | 风电 | Onshore | 200 | operating | 2016 |  | Xinjiang Energy (Group) Hami Clean Energy | 42.4805 | 85.4633 | L100000903880 | G100000904820 | https://www.gem.wiki/Xinjiang_Hami_Yandun_7_Area_B_wind_farm | Global Wind Power Tracker - February 2026 |  | 不适用 | 运行参数继承参考Generators_data.csv的风电/光伏设定
3902 | XJ | 5 | 新疆 | Hami |  | 新疆哈密烟墩七C风电场 | Xinjiang Hami Yandun 7 Area C wind farm | -- | 风电 | Onshore | 200 | operating | 2015 |  | Hami Xintian Energy | 42.3747 | 94.0098 | L100000903881 | G100000904821 | https://www.gem.wiki/Xinjiang_Hami_Yandun_7_Area_C_wind_farm | Global Wind Power Tracker - February 2026 |  | 不适用 | 运行参数继承参考Generators_data.csv的风电/光伏设定
3903 | XJ | 5 | 新疆 | Hami | Yizhou District | 新疆哈密烟墩八A风电场 | Xinjiang Hami Yandun 8 Area A wind farm | -- | 风电 | Onshore | 200 | operating | 2019 |  | State Development Investment Hami Windpower | 42.439 | 94.4434 | L100000903882 | G100000904822 | https://www.gem.wiki/Xinjiang_Hami_Yandun_8_Area_A_wind_farm | Global Wind Power Tracker - February 2026 |  | 不适用 | 运行参数继承参考Generators_data.csv的风电/光伏设定
3904 | XJ | 5 | 新疆 | Hami |  | 新疆哈密烟墩八B风电场 | Xinjiang Hami Yandun 8 Area B wind farm | -- | 风电 | Onshore | 200 | operating | 2016 |  | Huadian Fuxin Xinjiang Energy | 42.2269 | 93.9835 | L100000903883 | G100000904823 | https://www.gem.wiki/Xinjiang_Hami_Yandun_8_Area_B_wind_farm | Global Wind Power Tracker - February 2026 |  | 不适用 | 运行参数继承参考Generators_data.csv的风电/光伏设定
3905 | XJ | 5 | 新疆 | Hami | Yizhou District | 新疆哈密烟墩八C风电场 | Xinjiang Hami Yandun 8 Area C wind farm | -- | 风电 | Onshore | 200 | operating | 2016 |  | Hami China Nuclear Windpower | 42.1258 | 93.9954 | L100000903884 | G100000904824 | https://www.gem.wiki/Xinjiang_Hami_Yandun_8_Area_C_wind_farm | Global Wind Power Tracker - February 2026 |  | 不适用 | 运行参数继承参考Generators_data.csv的风电/光伏设定
3906 | XJ | 5 | 新疆 | Hami | Yizhou | 投科哈密市烟墩20万千瓦园区低碳转型凤储一体化项目 | Xinjiang Hami Yandun Industrial Park Low Carbon Transformation wind farm | -- | 风电 | Onshore | 200 | operating | 2025 | Hami State Development Investment New Energy Co Ltd; Jinko Power Co Ltd | Hami Touke New Energy Power Generation | 42.786 | 94.567 | L100001004177 | G100001004861 | https://www.gem.wiki/Xinjiang_Hami_Yandun_Industrial_Park_Low_Carbon_Transformation_wind_farm | Global Wind Power Tracker - February 2026 |  | 不适用 | 运行参数继承参考Generators_data.csv的风电/光伏设定
3907 | XJ | 5 | 新疆 | Altay Prefecture | Jeminay | 吉木乃新特风电阿勒泰特变电工风电场一期49.5MW发电工程 | Xinjiang Jeminay Xinte wind farm | 1 | 风电 | Onshore | 50 | operating | 2015 | Tbea Xinjiang Sunoasis Co Ltd [49%]; State Power Investment Group Inner Mongolia New Energy Co Ltd [51%] | Jimunai Xinte Wind Power | 47.5178 | 86.2679 | L100000904822 | G100000905920 | https://www.gem.wiki/Xinjiang_Jeminay_Xinte_wind_farm | Global Wind Power Tracker - February 2026 |  | 不适用 | 运行参数继承参考Generators_data.csv的风电/光伏设定
3908 | XJ | 5 | 新疆 | Altay Prefecture | Jeminay | 新疆吉木乃中广核风力发电阿勒泰36兆瓦分散式接入风电项目36.0MW发电工程 | Xinjiang Jimunai Distributed (China Guangdong Nuclear) wind farm | -- | 风电 | Onshore | 36 | operating | 2013 | China Guangdong Nuclear Wind Energy Ltd [100%] | Xinjiang Jimunai China Guangdong Nuclear Wind Power | 47.4169 | 85.9248 | L100000904849 | G100000905953 | https://www.gem.wiki/Xinjiang_Jimunai_Distributed_(China_Guangdong_Nuclear)_wind_farm | Global Wind Power Tracker - February 2026 |  | 不适用 | 运行参数继承参考Generators_data.csv的风电/光伏设定
3909 | XJ | 5 | 新疆 | Altay Prefecture | Jeminay | 中广核喀拉苏、恰勒什海、克克其木40.5分散式接入风电项目 | Xinjiang Jimunai Kalasu wind farm | -- | 风电 | Onshore | 40 | operating | 2015 | China Guangdong Nuclear Wind Energy Ltd [100%] | China Guangdong Nuclear Xinjiang Jimunai Wind Power | 47.5172 | 85.9454 | L100000904897 | G100000906013 | https://www.gem.wiki/Xinjiang_Jimunai_Kalasu_wind_farm | Global Wind Power Tracker - February 2026 |  | 不适用 | 运行参数继承参考Generators_data.csv的风电/光伏设定
3910 | XJ | 5 | 新疆 | Altay Prefecture | Jeminay | 中广核吉木乃边合区源网荷储一体化项目 | Xinjiang Jimunai Wind/Storage/Load Complex wind farm | 1 | 风电 | Onshore | 390 | operating | 2023 | Cgn Wind Energy Ltd [100%] | Xinjiang Jimunai China Guangdong Nuclear Wind Power Generation | 47.651 | 85.679 | L100000919004 | G100000923423 | https://www.gem.wiki/Xinjiang_Jimunai_Wind/Storage/Load_Complex_wind_farm | Global Wind Power Tracker - February 2026 |  | 不适用 | 运行参数继承参考Generators_data.csv的风电/光伏设定
3911 | XJ | 5 | 新疆 | Karamay | Karamay District | 中核克拉玛依源网荷储一体化250MW风电项目 | Xinjiang Karamay Source/Grid//Load/Storage Complex wind farm | -- | 风电 | Onshore | 250 | operating | 2023 | China Nuclear Huineng Xinjiang Energy Development Co Ltd [100%] | Karamay Municipality China Nuclear New Energy | 45.479 | 84.761 | L100000919005 | G100000923424 | https://www.gem.wiki/Xinjiang_Karamay_Source/Grid//Load/Storage_Complex_wind_farm | Global Wind Power Tracker - February 2026 |  | 不适用 | 运行参数继承参考Generators_data.csv的风电/光伏设定
3912 | XJ | 5 | 新疆 | Kizilsu AP | Wuqia | 新疆龙源乌恰（200MW）风电项目 | Xinjiang Kizilsu Wuqia (Longyuan) wind farm | -- | 风电 | Onshore | 200 | operating | 2024 | China Longyuan Power Group Corp Ltd [100%] | Xinjiang Longyuan Wind Power Generation | 39.6786 | 74.7952 | L100000919006 | G100000923425 | https://www.gem.wiki/Xinjiang_Kizilsu_Wuqia_(Longyuan)_wind_farm | Global Wind Power Tracker - February 2026 |  | 不适用 | 运行参数继承参考Generators_data.csv的风电/光伏设定
3913 | XJ | 5 | 新疆 | Changji AP | Mori | 木垒县浦类海木垒老君庙风区99MW（一期、二期）风力发电项目 新 | Xinjiang More Laojunmiao (Puleihai) wind farm | 1, 2 | 风电 | Onshore | 99 | operating | 2020 | Mori Puleihai Energy Development Co Ltd |  | 43.601 | 90.649 | L100001020639 | G100001023539 | https://www.gem.wiki/Xinjiang_More_Laojunmiao_(Puleihai)_wind_farm | Global Wind Power Tracker - February 2026 |  | 不适用 | 运行参数继承参考Generators_data.csv的风电/光伏设定
3914 | XJ | 5 | 新疆 | Changji AP | Mori | 东方电气木垒100万千瓦科技创新实验风电场 | Xinjiang Mori (Dongfang Electric) Experimental wind farm | -- | 风电 | Onshore | 1000 | operating | 2025 | Anhui Wenergy Shareholding Co Ltd; Dongfang Electric Wind Power Co Ltd [49%] | Mori Dongji New Energy | 43.773 | 90.517 | L100001045567 | G100001051306 | https://www.gem.wiki/Xinjiang_Mori_(Dongfang_Electric)_Experimental_wind_farm | Global Wind Power Tracker - February 2026 |  | 不适用 | 运行参数继承参考Generators_data.csv的风电/光伏设定
3915 | XJ | 5 | 新疆 | Changji AP | Mori | 东方风电木垒100万千瓦风电项目 | Xinjiang Mori (Dongfang) wind farm | 1 | 风电 | Onshore | 500 | operating | 2024 |  | Mori Dongxin New Energy | 43.7078 | 91.161 | L100001000745 | G100001052143 | https://www.gem.wiki/Xinjiang_Mori_(Dongfang)_wind_farm | Global Wind Power Tracker - February 2026 |  | 不适用 | 运行参数继承参考Generators_data.csv的风电/光伏设定
3916 | XJ | 5 | 新疆 | Changji AP | Mori | 东方风电木垒100万千瓦风电项目 | Xinjiang Mori (Dongfang) wind farm | 2 | 风电 | Onshore | 500 | operating | 2025 | Xinjiang Dongfang Wind Power New Energy Co Ltd | Mori Dongxin New Energy | 43.7078 | 91.161 | L100001000745 | G100001001098 | https://www.gem.wiki/Xinjiang_Mori_(Dongfang)_wind_farm | Global Wind Power Tracker - February 2026 |  | 不适用 | 运行参数继承参考Generators_data.csv的风电/光伏设定
3917 | XJ | 5 | 新疆 | Changji AP | Mori | 木垒金风天润风电有限公司木垒100MW风力发电项目 | Xinjiang Mori (Goldwind Tianrun) wind farm | -- | 风电 | Onshore | 100 | operating | 2020 | Mori Goldwind Tianrun Windpower Co Ltd |  | 43.732 | 90.174 | L100001020640 | G100001023541 | https://www.gem.wiki/Xinjiang_Mori_(Goldwind_Tianrun)_wind_farm | Global Wind Power Tracker - February 2026 |  | 不适用 | 运行参数继承参考Generators_data.csv的风电/光伏设定
3918 | XJ | 5 | 新疆 | Changji AP | Mori | 金风科技国创中心昌吉州木垒县80万千瓦实验风电场项目 | Xinjiang Mori (Goldwind) Experimental wind farm | -- | 风电 | Onshore | 800 | operating | 2025 | Mori Goldwind Tianrun Guochuang Experimental Windpower Co Ltd |  | 44.7681 | 91.3292 | L100001019477 | G100001022012 | https://www.gem.wiki/Xinjiang_Mori_(Goldwind)_Experimental_wind_farm | Global Wind Power Tracker - February 2026 |  | 不适用 | 运行参数继承参考Generators_data.csv的风电/光伏设定
3919 | XJ | 5 | 新疆 | Changji AP | Mori | 昌吉木垒105万千瓦风光基地项目 | Xinjiang Mori (Huadian Kaisheng) renewables base wind farm | -- | 风电 | Onshore | 800 | operating | 2025 | Xinjiang Huadian Kaisheng New Energy Development Co Ltd |  | 44.069 | 90.164 | L100001080953 | G100001090959 | https://www.gem.wiki/Xinjiang_Mori_(Huadian_Kaisheng)_renewables_base_wind_farm | Global Wind Power Tracker - February 2026 |  | 不适用 | 运行参数继承参考Generators_data.csv的风电/光伏设定
3920 | XJ | 5 | 新疆 | Changji AP | Mori | 华电木垒储能100万千瓦风光电综合能源示范项目 | Xinjiang Mori (Huadian) Renewable Energy Complex wind farm | -- | 风电 | Onshore | 600 | operating | 2025 | Huadian New Energy Group Corp Ltd [100%] | Huadian Fuxin New Energy Xinjiang Mulei Energy | 43.7953 | 90.5137 | L100000919008 | G100000923427 | https://www.gem.wiki/Xinjiang_Mulei_(Huadian)_Renewable_Energy_Complex_wind_farm | Global Wind Power Tracker - February 2026 |  | 不适用 | 运行参数继承参考Generators_data.csv的风电/光伏设定
3921 | XJ | 5 | 新疆 | Changji AP | Mori | 华能新疆木垒风电场一期49.5MW风力发电项目 新 | Xinjiang Mori (Huaneng) wind farm | 1 | 风电 | Onshore | 49.5 | operating | 2020 | Huaneng Xinjiang Mori New Energy Co Ltd |  | 43.651 | 90.317 | L100001020638 | G100001023538 | https://www.gem.wiki/Xinjiang_Mori_(Huaneng)_wind_farm | Global Wind Power Tracker - February 2026 |  | 不适用 | 运行参数继承参考Generators_data.csv的风电/光伏设定
3922 | XJ | 5 | 新疆 | Changji | Mori | 金开新能木垒风机加密排布风电项目 | Xinjiang Mori (Jinkai) wind farm | -- | 风电 | Onshore | 150 | operating | 2025 | Jinkai New Energy Mori Wind Power Co Ltd |  | 43.6947 | 91.3331 | L100001062429 | G100001071701 | https://www.gem.wiki/Xinjiang_Mori_(Jinkai)_wind_farm | Global Wind Power Tracker - February 2026 |  | 不适用 | 运行参数继承参考Generators_data.csv的风电/光伏设定
3923 | XJ | 5 | 新疆 | Changji AP | Mori | 陕投木垒疆内平衡40万千瓦风电项目 | Xinjiang Mori (Shaanxi Investment) wind farm | -- | 风电 | Onshore | 400 | operating | 2025 |  | Xinjiang Shaanxi Investment New Energy | 44.294 | 90.623 | L100001050339 | G100001058080 | https://www.gem.wiki/Xinjiang_Mori_(Shaanxi_Investment)_wind_farm | Global Wind Power Tracker - February 2026 |  | 不适用 | 运行参数继承参考Generators_data.csv的风电/光伏设定
3924 | XJ | 5 | 新疆 | Changji AP | Mori |  | Xinjiang Mori 2500 MW wind farm complex | China Coal | 风电 | Onshore | 300 | operating | 2025 | China Coal Mori New Energy Co Ltd |  | 44.3504 | 90.6005 | L100001019362 | G100001021913 | https://www.gem.wiki/Xinjiang_Mori_2500_MW_wind_farm_complex | Global Wind Power Tracker - February 2026 |  | 不适用 | 运行参数继承参考Generators_data.csv的风电/光伏设定
3925 | XJ | 5 | 新疆 | Changji AP | Mori | 昌吉国投木垒50万千瓦风电项目 | Xinjiang Mori 2500 MW wind farm complex | Guotou | 风电 | Onshore | 500 | operating |  | Changji Guotou Hengsheng Energy Co Ltd |  | 44.2646 | 90.6351 | L100001019362 | G100001021866 | https://www.gem.wiki/Xinjiang_Mori_2500_MW_wind_farm_complex | Global Wind Power Tracker - February 2026 |  | 不适用 | 运行参数继承参考Generators_data.csv的风电/光伏设定
3926 | XJ | 5 | 新疆 | Changji AP | Mori | 华电木垒40万千瓦风电项目 | Xinjiang Mori 2500 MW wind farm complex | Huadian | 风电 | Onshore | 400 | operating | 2024 | Huadian New Energy Xinjiang Mori New Energy Co Ltd |  | 44.137 | 90.5033 | L100001019362 | G100001021865 | https://www.gem.wiki/Xinjiang_Mori_2500_MW_wind_farm_complex | Global Wind Power Tracker - February 2026 |  | 不适用 | 运行参数继承参考Generators_data.csv的风电/光伏设定
3927 | XJ | 5 | 新疆 | Changji AP | Mori | 锦鸿电力木垒20万千瓦风电项目 | Xinjiang Mori 2500 MW wind farm complex | Jinhong | 风电 | Onshore | 200 | operating | 2025 |  |  | 44.3575 | 90.6709 | L100001019362 | G100001021876 | https://www.gem.wiki/Xinjiang_Mori_2500_MW_wind_farm_complex | Global Wind Power Tracker - February 2026 |  | 不适用 | 运行参数继承参考Generators_data.csv的风电/光伏设定
3928 | XJ | 5 | 新疆 | Changji AP | Mori |  | Xinjiang Mori 2500 MW wind farm complex | Shuangjie | 风电 | Onshore | 300 | operating | 2025 | Mori Jieneng New Energy Co Ltd |  | 44.2794 | 90.4963 | L100001019362 | G100001021872 | https://www.gem.wiki/Xinjiang_Mori_2500_MW_wind_farm_complex | Global Wind Power Tracker - February 2026 |  | 不适用 | 运行参数继承参考Generators_data.csv的风电/光伏设定
3929 | XJ | 5 | 新疆 | Changji AP | Mori | 国家电投木垒30万千瓦风电项目 | Xinjiang Mori 2500 MW wind farm complex | State Power Investment | 风电 | Onshore | 300 | operating | 2025 | Xinjiang Silk Road iyuan Pastoral Solar Technology Co Ltd |  | 44.455 | 90.677 | L100001019362 | G100001052111 | https://www.gem.wiki/Xinjiang_Mori_2500_MW_wind_farm_complex | Global Wind Power Tracker - February 2026 |  | 不适用 | 运行参数继承参考Generators_data.csv的风电/光伏设定
3930 | XJ | 5 | 新疆 | Changji AP | Mori | 新疆能源立新木垒50万千瓦风电项目 | Xinjiang Mori 2500 MW wind farm complex | Xinjiang Energy | 风电 | Onshore | 500 | operating | 2024 | Huadian Xinjiang Power Generation Co Ltd New Energy Branch Co; Mori Xinfeg Wind Power Generation Co Ltd |  | 44.1849 | 90.6602 | L100001019362 | G100001021862 | https://www.gem.wiki/Xinjiang_Mori_2500_MW_wind_farm_complex | Global Wind Power Tracker - February 2026 |  | 不适用 | 运行参数继承参考Generators_data.csv的风电/光伏设定
3931 | XJ | 5 | 新疆 | Changji AP | Mori | 绿能木垒四十个井子400兆瓦风电项目 | Xinjiang Mori 40 Wells (Changji Lüneng) wind farm | -- | 风电 | Onshore | 400 | operating | 2025 | Xinjiang Changji Lüneng New Energy Co Ltd |  | 44.293 | 90.622 | L100001023576 | G100001028174 | https://www.gem.wiki/Xinjiang_Mori_40_Wells_(Changji_Lüneng)_wind_farm | Global Wind Power Tracker - February 2026 |  | 不适用 | 运行参数继承参考Generators_data.csv的风电/光伏设定
3932 | XJ | 5 | 新疆 | Mori | Changji AP | 凯升木垒四十个井子800兆瓦风力发电项目 | Xinjiang Mori 40 Wells (Huadian Kaisheng) wind farm | -- | 风电 | Onshore | 800 | operating | 2025 | Xinjiang Huadian Kaisheng New Energy Development Co Ltd |  | 44.292 | 90.623 | L100001048198 | G100001055276 | https://www.gem.wiki/Xinjiang_Mori__40_Wells_(Huadian_Kaisheng)_wind_farm | Global Wind Power Tracker - February 2026 |  | 不适用 | 运行参数继承参考Generators_data.csv的风电/光伏设定
3933 | XJ | 5 | 新疆 | Changji AP | Mori | 华电新能木垒四十个井子80万千瓦风电项目 | Xinjiang Mori 40 Wells (Huadian) wind farm | -- | 风电 | Onshore | 800 | operating | 2023 | Huadian New Energy Xinjiang Co [100%] |  | 44.292 | 90.627 | L100000919009 | G100000923428 | https://www.gem.wiki/Xinjiang_Mulei_Sishige_Jingzi_(Huadian)_wind_farm | Global Wind Power Tracker - February 2026 |  | 不适用 | 运行参数继承参考Generators_data.csv的风电/光伏设定
3934 | XJ | 5 | 新疆 | Changji AP | Mori |  | Xinjiang Mori Dashitou (TBEA) wind farm | -- | 风电 | Onshore | 200 | operating | 2021 | Zhongmin (Mori) Windpower Co Ltd |  | 43.765 | 91.219 | L100001020726 | G100001023656 | https://www.gem.wiki/Xinjiang_Mori_Dashitou_(TBEA)_wind_farm | Global Wind Power Tracker - February 2026 |  | 不适用 | 运行参数继承参考Generators_data.csv的风电/光伏设定
3935 | XJ | 5 | 新疆 | Changji AP | Mori | 中电神火木垒自备绿电替代风电项目 | Xinjiang Mori Green Power Substitution wind farm | -- | 风电 | Onshore | 800 | operating | 2026 | China Power International Development Co Ltd |  | 44.177 | 90.251 | L100001025606 | G100001030317 | https://www.gem.wiki/Xinjiang_Mori_Green_Power_Substitution_wind_farm | Global Wind Power Tracker - February 2026 |  | 不适用 | 运行参数继承参考Generators_data.csv的风电/光伏设定
3936 | XJ | 5 | 新疆 | Changji AP | Mori | 丝路大成木垒老君庙风区一期50MW风力发电项目 | Xinjiang Mori Laojunmiao (Silu Dacheng) wind farm | -- | 风电 | Onshore | 50 | operating | 2020 | Mori Silk Road Dacheng New Energy Co Ltd |  | 44.479 | 90.665 | L100001020619 | G100001023520 | https://www.gem.wiki/Xinjiang_Mori_Laojunmiao_(Silu_Dacheng)_wind_farm | Global Wind Power Tracker - February 2026 |  | 不适用 | 运行参数继承参考Generators_data.csv的风电/光伏设定
3937 | XJ | 5 | 新疆 | Changji AP | Mori | 特变电工木垒老君庙 100MW 风力发电 | Xinjiang Mori Laojunmiao (TBEA) wind farm | -- | 风电 | Onshore | 100 | operating | 2020 | Mori Xinte Huineng Power Generation Co Ltd |  | 44.469 | 90.659 | L100001020730 | G100001023661 | https://www.gem.wiki/Xinjiang_Mori_Laojunmiao_(TBEA)_wind_farm | Global Wind Power Tracker - February 2026 |  | 不适用 | 运行参数继承参考Generators_data.csv的风电/光伏设定
3938 | XJ | 5 | 新疆 | Changji AP | Mori | 新疆木垒老君庙第三风电场A区 | Xinjiang Mori Laojunmiao 3 (Qianzhi) Area A wind farm | -- | 风电 | Onshore | 150 | operating | 2020 | Shenzhen Expressway (Guangdong) New Energy Investment Co Ltd [100%] | Mulei County Qianzhi Energy Development | 44.4702 | 90.6774 | L100000903807 | G100000904728 | https://www.gem.wiki/Xinjiang_Mulei_Laojunmiao_3_(Qianzhi)_Area_A_wind_farm | Global Wind Power Tracker - February 2026 |  | 不适用 | 运行参数继承参考Generators_data.csv的风电/光伏设定
3939 | XJ | 5 | 新疆 | Changji AP | Mori | 昌吉国投木垒县50万千瓦风光配套储能项目 | Xinjiang Mulei (Guotou) Renewable Energy Complex wind farm | -- | 风电 | Onshore | 300 | operating | 2024 | Changji Prefecture State Asset Investment Management Group Co Ltd [100%] | Changji State Development Investment Xin Energy Development | 43.839 | 90.266 | L100000919007 | G100000923426 | https://www.gem.wiki/Xinjiang_Mulei_(Guotou)_Renewable_Energy_Complex_wind_farm | Global Wind Power Tracker - February 2026 |  | 不适用 | 运行参数继承参考Generators_data.csv的风电/光伏设定
3940 | XJ | 5 | 新疆 | Changji AP | Mori | 新疆木垒大石头风电场 (华电) | Xinjiang Mulei Dashitou (Huadian) Wind Farm Project | -- | 风电 | Onshore | 201 | operating | 2021 | Huadian Xinjiang Weihuliang New Energy Co Ltd [100%] |  | 43.7979 | 90.5122 | L100000903795 | G100000904714 | https://www.gem.wiki/Xinjiang_Mulei_Dashitou_(Huadian)_Wind_Farm_Project | Global Wind Power Tracker - February 2026 |  | 不适用 | 运行参数继承参考Generators_data.csv的风电/光伏设定
3941 | XJ | 5 | 新疆 | Changji AP | Mori | 新疆木垒大石头风电场 (特变电工) | Xinjiang Mulei Dashitou (Tebian Electric) wind farm | -- | 风电 | Onshore | 202 | operating | 2021 | Tebian Electrical Apparatus Xinjiang New Energy Shareholding Co Ltd [100%] | Zhongmin (Mulei) Windpower | 43.7979 | 90.5122 | L100000903796 | G100000904715 | https://www.gem.wiki/Xinjiang_Mulei_Dashitou_(Tebian_Electric)_wind_farm | Global Wind Power Tracker - February 2026 |  | 不适用 | 运行参数继承参考Generators_data.csv的风电/光伏设定
3942 | XJ | 5 | 新疆 | Changji AP | Mori | 新疆木垒大石头第三风电场 | Xinjiang Mulei Dashitou 3 wind farm | -- | 风电 | Onshore | 100 | operating | 2020 |  | Shanghai Electric (Mulei) Windpower | 43.7979 | 90.5122 | L100000903797 | G100000904716 | https://www.gem.wiki/Xinjiang_Mulei_Dashitou_3_wind_farm | Global Wind Power Tracker - February 2026 |  | 不适用 | 运行参数继承参考Generators_data.csv的风电/光伏设定
3943 | XJ | 5 | 新疆 | Changji AP | Mori | 新疆木垒大石头第五风电场 | Xinjiang Mulei Dashitou 5 wind farm | -- | 风电 | Onshore | 200 | operating | 2020 | Guokai New Energy Technology Co Ltd [100%] | Mulei County Caifeng Silu Windpower | 43.7979 | 90.5122 | L100000903798 | G100000904717 | https://www.gem.wiki/Xinjiang_Mulei_Dashitou_5_wind_farm | Global Wind Power Tracker - February 2026 |  | 不适用 | 运行参数继承参考Generators_data.csv的风电/光伏设定
3944 | XJ | 5 | 新疆 | Changji AP | Mori | 新疆木垒老君庙风电场一期 (中广核) | Xinjiang Mulei Laojunmiao (China Guangdong Nuclear) wind farm | 1 | 风电 | Onshore | 50 | operating | 2020 |  | China Guangdong Nuclear Mulei Windpower | 43.8318 | 90.2871 | L100000903802 | G100000904722 | https://www.gem.wiki/Xinjiang_Mulei_Laojunmiao_(China_Guangdong_Nuclear)_wind_farm | Global Wind Power Tracker - February 2026 |  | 不适用 | 运行参数继承参考Generators_data.csv的风电/光伏设定
3945 | XJ | 5 | 新疆 | Changji AP | Mori | 新疆木垒老君庙风电场一期 (东方民生) | Xinjiang Mulei Laojunmiao (Dongfang Minsheng) wind farm | 1 | 风电 | Onshore | 50 | operating | 2015 |  | Mulei Dongfang Minsheng New Energy | 44.4667 | 91.1167 | L100000903799 | G100000904718 | https://www.gem.wiki/Xinjiang_Mulei_Laojunmiao_(Dongfang_Minsheng)_wind_farm | Global Wind Power Tracker - February 2026 |  | 不适用 | 运行参数继承参考Generators_data.csv的风电/光伏设定
3946 | XJ | 5 | 新疆 | Changji AP | Mori | 新疆木垒老君庙风电场二期 (东方民生) | Xinjiang Mulei Laojunmiao (Dongfang Minsheng) wind farm | 2 | 风电 | Onshore | 50 | operating | 2016 |  | Mulei Dongfang Minsheng New Energy | 44.4667 | 91.1667 | L100000903799 | G100000904719 | https://www.gem.wiki/Xinjiang_Mulei_Laojunmiao_(Dongfang_Minsheng)_wind_farm | Global Wind Power Tracker - February 2026 |  | 不适用 | 运行参数继承参考Generators_data.csv的风电/光伏设定
3947 | XJ | 5 | 新疆 | Changji AP | Mori | 新疆木垒老君庙风电场一期 (盾安) | Xinjiang Mulei Laojunmiao (Dun'An) wind farm | -- | 风电 | Onshore | 48 | operating | 2016 |  | Mulei County Dun'an Windpower | 44.498 | 91.1145 | L100000903800 | G100000904720 | https://www.gem.wiki/Xinjiang_Mulei_Laojunmiao_(Dun'An)_wind_farm | Global Wind Power Tracker - February 2026 |  | 不适用 | 运行参数继承参考Generators_data.csv的风电/光伏设定
3948 | XJ | 5 | 新疆 | Changji AP | Mori | 新疆木垒老君庙风电场一期 (国源天立) | Xinjiang Mulei Laojunmiao (Guoyuan Tianli) wind farm | 1 | 风电 | Onshore | 51 | operating | 2021 | Buerjin County Guoyuan Tianli Windpower Co Ltd [100%] | Mulei County Guoyuan Tuianli Windpower | 43.8318 | 90.2871 | L100000903803 | G100000904723 | https://www.gem.wiki/Xinjiang_Mulei_Laojunmiao_(Guoyuan_Tianli)_wind_farm | Global Wind Power Tracker - February 2026 |  | 不适用 | 运行参数继承参考Generators_data.csv的风电/光伏设定
3949 | XJ | 5 | 新疆 | Changji AP | Mori | 新疆木垒老君庙风电场 (海元) | Xinjiang Mulei Laojunmiao (Haiyuan) wind farm | 1,2 | 风电 | Onshore | 99 | operating | 2019 | Mulei County Haiyuan New Energy Co Ltd [30%]; State Power Investment Group Inner Mongolia New Energy Co Ltd [70%] | Mulei County Haiyuan Windpower | 43.8318 | 90.2871 | L100000903805 | G100000904726 | https://www.gem.wiki/Xinjiang_Mulei_Laojunmiao_(Haiyuan)_wind_farm | Global Wind Power Tracker - February 2026 |  | 不适用 | 运行参数继承参考Generators_data.csv的风电/光伏设定
3950 | XJ | 5 | 新疆 | Changji AP | Mori | 乾新昌吉木垒老君庙风电场一期49.5MW工程 | Xinjiang Mulei Laojunmiao (Qianxin) wind farm | 1 | 风电 | Onshore | 50 | operating | 2015 | Shenzhen Expressway (Guangdong) New Energy Investment Co Ltd [100%] | Mulei Qianxin Energy Development | 44.5188 | 91.2067 | L100000904878 | G100000905989 | https://www.gem.wiki/Xinjiang_Mulei_Laojunmiao_(Qianxin)_wind_farm | Global Wind Power Tracker - February 2026 |  | 不适用 | 运行参数继承参考Generators_data.csv的风电/光伏设定
3951 | XJ | 5 | 新疆 | Changji AP | Mori | 特变电工昌吉州木垒老君庙风电场一期49.5兆瓦风电项目 | Xinjiang Mulei Laojunmiao (Shenneng) wind farm | 1 | 风电 | Onshore | 50 | operating | 2015 | Shenneng New Energy (Qinghai) Co Ltd [100%] | Mulei Xinke Wind Energy | 44.4699 | 90.6771 | L100000904881 | G100000905993 | https://www.gem.wiki/Xinjiang_Mulei_Laojunmiao_(Shenneng)_wind_farm | Global Wind Power Tracker - February 2026 |  | 不适用 | 运行参数继承参考Generators_data.csv的风电/光伏设定
3952 | XJ | 5 | 新疆 | Changji AP | Mori | 新疆木垒老君庙一期风电场 (国家电投) | Xinjiang Mulei Laojunmiao (State Power Investment) wind farm | 1 | 风电 | Onshore | 50 | operating | 2015 | Taiping Life Insurance Co [48%]; China Power Investment Xinjiang Energy Chemical Group Co Ltd [51%] | China Power Investment Xinjiang Energy Chemical Industry Group Mulei New Energy | 44.4791 | 90.6748 | L100000903804 | G100000906009 | https://www.gem.wiki/Xinjiang_Mulei_Laojunmiao_(State_Power_Investment)_wind_farm | Global Wind Power Tracker - February 2026 |  | 不适用 | 运行参数继承参考Generators_data.csv的风电/光伏设定
3953 | XJ | 5 | 新疆 | Changji AP | Mori | 新疆木垒老君庙二期风电场 (国家电投) | Xinjiang Mulei Laojunmiao (State Power Investment) wind farm | 2 | 风电 | Onshore | 50 | operating | 2016 | Taiping Life Insurance Co [48%]; China Power Investment Xinjiang Energy Chemical Group Co Ltd [51%] | China Power Investment Xinjiang Energy Chemical Industry Group Mulei New Energy | 44.4791 | 90.6748 | L100000903804 | G100000906008 | https://www.gem.wiki/Xinjiang_Mulei_Laojunmiao_(State_Power_Investment)_wind_farm | Global Wind Power Tracker - February 2026 |  | 不适用 | 运行参数继承参考Generators_data.csv的风电/光伏设定
3954 | XJ | 5 | 新疆 | Changji AP | Mori | 新疆木垒老君庙风电场三期 (国家电投) | Xinjiang Mulei Laojunmiao (State Power Investment) wind farm | 3 | 风电 | Onshore | 100 | operating | 2020 |  | China Power Investment Xinjiang Energy and Chemical Group Mulei New Energy | 43.8318 | 90.2871 | L100000903804 | G100000904724 | https://www.gem.wiki/Xinjiang_Mulei_Laojunmiao_(State_Power_Investment)_wind_farm | Global Wind Power Tracker - February 2026 |  | 不适用 | 运行参数继承参考Generators_data.csv的风电/光伏设定
3955 | XJ | 5 | 新疆 | Changji AP | Mori | 新疆木垒老君庙四期风电场 (国家电投) | Xinjiang Mulei Laojunmiao (State Power Investment) wind farm | 4 | 风电 | Onshore | 200 | operating | 2020 | State Power Investment Group CO LTD Xinjiang Branch [100%] |  | 43.8318 | 90.2871 | L100000903804 | G100000904725 | https://www.gem.wiki/Xinjiang_Mulei_Laojunmiao_(State_Power_Investment)_wind_farm | Global Wind Power Tracker - February 2026 |  | 不适用 | 运行参数继承参考Generators_data.csv的风电/光伏设定
3956 | XJ | 5 | 新疆 | Changji AP | Mori | 新疆木垒老君庙风电场一期 (新疆华荣) | Xinjiang Mulei Laojunmiao (Xinjiang Huarong) wind farm | 1 | 风电 | Onshore | 50 | operating | 2016 | Xinjiang Huarong New Energy Co Ltd [100%] |  | 44.4083 | 91.0833 | L100000903801 | G100000904721 | https://www.gem.wiki/Xinjiang_Mulei_Laojunmiao_(Xinjiang_Huarong)_wind_farm | Global Wind Power Tracker - February 2026 |  | 不适用 | 运行参数继承参考Generators_data.csv的风电/光伏设定
3957 | XJ | 5 | 新疆 | Changji AP | Mori | 新疆木垒老君庙第一风场 | Xinjiang Mulei Laojunmiao 1 wind farm | -- | 风电 | Onshore | 100 | operating | 2020 | Datang Xinjiang Clean Energy Co Ltd [100%] |  | 43.8318 | 90.2871 | L100000903806 | G100000904727 | https://www.gem.wiki/Xinjiang_Mulei_Laojunmiao_1_wind_farm | Global Wind Power Tracker - February 2026 |  | 不适用 | 运行参数继承参考Generators_data.csv的风电/光伏设定
3958 | XJ | 5 | 新疆 | Changji AP | Mori | 新疆木垒老君庙第三风电场A区 | Xinjiang Mulei Laojunmiao 3 (Qianhui) Area A wind farm | -- | 风电 | Onshore | 100 | operating | 2020 | Shenzhen Expressway (Guangdong) New Energy Investment Co Ltd [100%] | Mulei County Qianhui Energy Development | 44.4702 | 90.6774 | L100000903808 | G100000904729 | https://www.gem.wiki/Xinjiang_Mulei_Laojunmiao_3_(Qianhui)_Area_A_wind_farm | Global Wind Power Tracker - February 2026 |  | 不适用 | 运行参数继承参考Generators_data.csv的风电/光伏设定
3959 | XJ | 5 | 新疆 | Changji AP | Mori | 新疆木垒老君庙风区第四风电场 | Xinjiang Mulei Laojunmiao 4 wind farm | -- | 风电 | Onshore | 200 | operating | 2020 | Shanghai Electric Environmental Protection Group [100%] |  | 43.8318 | 90.2871 | L100000903809 | G100000904730 | https://www.gem.wiki/Xinjiang_Mulei_Laojunmiao_4_wind_farm | Global Wind Power Tracker - February 2026 |  | 不适用 | 运行参数继承参考Generators_data.csv的风电/光伏设定
3960 | XJ | 5 | 新疆 | Changji AP | Mori | 新疆木垒老君庙第五风电场B区 | Xinjiang Mulei Laojunmiao 5 Area B wind farm | -- | 风电 | Onshore | 200 | operating | 2020 | Shenzhen Energy Group CO LTD Xinjiang Branch [100%] |  | 43.8318 | 90.2871 | L100000903810 | G100000904731 | https://www.gem.wiki/Xinjiang_Mulei_Laojunmiao_5_Area_B_wind_farm | Global Wind Power Tracker - February 2026 |  | 不适用 | 运行参数继承参考Generators_data.csv的风电/光伏设定
3961 | XJ | 5 | 新疆 | Changji AP | Mori | 新疆老君庙整装风电场 | Xinjiang Mulei Laojunmiao Zhengzhuang wind farm | -- | 风电 | Onshore | 99 | operating | 2020 | Huadian Fuxin Energy Development Co Ltd. [100%] | Huadian Fuxin Xinjiang Mulei Energy | 43.8318 | 90.2871 | L100000903811 | G100000904732 | https://www.gem.wiki/Xinjiang_Mulei_Laojunmiao_Zhengzhuang_wind_farm | Global Wind Power Tracker - February 2026 |  | 不适用 | 运行参数继承参考Generators_data.csv的风电/光伏设定
3962 | XJ | 5 | 新疆 | Changji AP | Mori | 新疆木垒四十个井子第一风电场A区 | Xinjiang Mulei Sishige Jingzi (Fourty Wells) 1 Area A wind farm | -- | 风电 | Onshore | 100 | operating | 2021 | State Power Investment Group Xinjiang Energy and Chemical Co Ltd [100%] | China Power Investment Xinjiang Energy and Chemical Group Mulei New Energy | 44.2589 | 91.1536 | L100000903812 | G100000904733 | https://www.gem.wiki/Xinjiang_Mulei_Sishige_Jingzi_(Fourty_Wells)_1_Area_A_wind_farm | Global Wind Power Tracker - February 2026 |  | 不适用 | 运行参数继承参考Generators_data.csv的风电/光伏设定
3963 | XJ | 5 | 新疆 | Changji AP | Mori | 新疆木垒四十个井子第二风电场A区 | Xinjiang Mulei Sishige Jingzi (Fourty Wells) 2 Area A wind farm | -- | 风电 | Onshore | 100 | operating | 2022 | Changji Tingzhou Energy Investment (Group) Co Ltd [33%]; Changji State-owned Assets Investment Management Group Co Ltd [67%] | Changji Guotou (State Asset) Development Investment Xinnengyuan Development | 43.8318 | 90.2871 | L100000903813 | G100000904734 | https://www.gem.wiki/Xinjiang_Mulei_Sishige_Jingzi_(Fourty_Wells)_2_Area_A_wind_farm | Global Wind Power Tracker - February 2026 |  | 不适用 | 运行参数继承参考Generators_data.csv的风电/光伏设定
3964 | XJ | 5 | 新疆 | Changji AP | Mori | 新疆木垒四十个井子第二风电场B区 | Xinjiang Mulei Sishige Jingzi (Fourty Wells) 2 Area B wind farm | -- | 风电 | Onshore | 150 | operating | 2023 | Changji Prefecture State-Owned Asset Investment and Management Co Ltd [100%] |  | 43.8318 | 90.2871 | L100000903814 | G100000904735 | https://www.gem.wiki/Xinjiang_Mulei_Sishige_Jingzi_(Fourty_Wells)_2_Area_B_wind_farm | Global Wind Power Tracker - February 2026 |  | 不适用 | 运行参数继承参考Generators_data.csv的风电/光伏设定
3965 | XJ | 5 | 新疆 | Bayingolin AP | Ruoqiang | 中广核新疆兵团36团中广核米兰20万风电项目 | Xinjiang Production and Construction Corps 36th Regiment Ruoqiang Milan (China Guangdong Nuclear) wind farm | -- | 风电 | Onshore | 200 | operating | 2023 | China Guangdong Nuclear Wind Energy Ltd [100%] | China Guangdong Nuclear New Energy Tiemenguan | 39.269 | 88.9033 | L100000919010 | G100000923429 | https://www.gem.wiki/Xinjiang_Production_and_Construction_Corps_36th_Regiment_Ruoqiang_Milan_(China_Guangdong_Nuclear)_wind_farm | Global Wind Power Tracker - February 2026 |  | 不适用 | 运行参数继承参考Generators_data.csv的风电/光伏设定
3966 | XJ | 5 | 新疆 | Bayingolin AP | Ruoqiang | 中核铁门关市米兰镇200MW风电项目 | Xinjiang Production and Construction Corps 36th Regiment Tiemenguan Milan (China Nuclear) wind farm | -- | 风电 | Onshore | 200 | operating | 2023 | China Nuclear Huineng Co Ltd [100%] |  | 39.269 | 88.9033 | L100000919011 | G100000923430 | https://www.gem.wiki/Xinjiang_Production_and_Construction_Corps_36th_Regiment_Tiemenguan_Milan_(China_Nuclear)_wind_farm | Global Wind Power Tracker - February 2026 |  | 不适用 | 运行参数继承参考Generators_data.csv的风电/光伏设定
3967 | XJ | 5 | 新疆 |  | Kokdala City | 新疆生产建设兵团第四师73团中核10万千瓦风电项目 | Xinjiang Production and Construction Corps 4th Division 73rd Regiment (China Nuclear) wind farm | -- | 风电 | Onshore | 100 | operating | 2023 | China Nuclear Huineng Xinjiang Energy Development Co Ltd | China Nuclear Huineng Xinjiang Energy Development | 43.978 | 80.649 | L100001000743 | G100001001097 | https://www.gem.wiki/Xinjiang_Production_and_Construction_Corps_4th_Division_73rd_Regiment_(China_Nuclear)_wind_farm | Global Wind Power Tracker - February 2026 |  | 不适用 | 运行参数继承参考Generators_data.csv的风电/光伏设定
3968 | XJ | 5 | 新疆 | Changji AP | Qitai | 奇台县12.5万千瓦储能+50万千瓦（风光同场）新能源项目（御风风电）, 奇台县12.5万千瓦储能+50万千瓦（风光同场）新能源项目 | Xinjiang Qitai (Lixin) Wind/Solar/Storage Complex wind farm | Guotou | 风电 | Onshore | 200 | operating | 2026 | Changji Yufeng New Energy Power Generation Co Ltd |  | 44.0223 | 89.6202 | L100000919012 | G100001071638 | https://www.gem.wiki/Xinjiang_Qitai_(Lixin)_Wind/Solar/Storage_Complex_wind_farm | Global Wind Power Tracker - February 2026 |  | 不适用 | 运行参数继承参考Generators_data.csv的风电/光伏设定
3969 | XJ | 5 | 新疆 | Changji AP | Qitai | 奇台县7.5万瓦/30万千瓦时储能+30万千瓦（风光同场), 奇台县12.5万千瓦储能+50万千瓦（风光同场）新能源项目 | Xinjiang Qitai (Lixin) Wind/Solar/Storage Complex wind farm | Lixin | 风电 | Onshore | 200 | operating | 2026 | Xinjiang Lixin New Energy Co Ltd [100%] | Qitai Zhuifeng New Energy | 44.0223 | 89.6202 | L100000919012 | G100000923431 | https://www.gem.wiki/Xinjiang_Qitai_(Lixin)_Wind/Solar/Storage_Complex_wind_farm | Global Wind Power Tracker - February 2026 |  | 不适用 | 运行参数继承参考Generators_data.csv的风电/光伏设定
3970 | XJ | 5 | 新疆 | Changji AP | Qitai | 变电工奇台县100MW风力发电项目 | Xinjiang Qitai (TBEA) wind farm | -- | 风电 | Onshore | 100 | operating | 2020 | Qitai Xinke Wind Energy Co Ltd |  | 44.067 | 89.721 | L100001020635 | G100001023534 | https://www.gem.wiki/Xinjiang_Qitai_(TBEA)_wind_farm | Global Wind Power Tracker - February 2026 |  | 不适用 | 运行参数继承参考Generators_data.csv的风电/光伏设定
3971 | XJ | 5 | 新疆 | Changji AP | Qitai | 新疆奇台北塔山风电场一期 (京能六师) | Xinjiang Qitai Beitashan (Beijing Energy/6Th Corps) wind farm | 1 | 风电 | Onshore | 50 | operating | 2016 |  | Wujiaqu Jingneng New Energy | 44.5884 | 90.5296 | L100000903815 | G100000904736 | https://www.gem.wiki/Xinjiang_Qitai_Beitashan_(Beijing_Energy/6Th_Corps)_wind_farm | Global Wind Power Tracker - February 2026 |  | 不适用 | 运行参数继承参考Generators_data.csv的风电/光伏设定
3972 | XJ | 5 | 新疆 | Changji AP | Qitai | 新疆奇台北塔山风电场二期 (京能六师) | Xinjiang Qitai Beitashan (Beijing Energy/6Th Corps) wind farm | 2 | 风电 | Onshore | 50 | operating | 2016 |  | Wujiaqu Jingneng New Energy | 45.0884 | 90.5632 | L100000903815 | G100000904737 | https://www.gem.wiki/Xinjiang_Qitai_Beitashan_(Beijing_Energy/6Th_Corps)_wind_farm | Global Wind Power Tracker - February 2026 |  | 不适用 | 运行参数继承参考Generators_data.csv的风电/光伏设定
3973 | XJ | 5 | 新疆 | Changji AP | Qitai | 新疆奇台北塔山风电场 (粤水电) | Xinjiang Qitai Beitashan (Guangdong Hydro) wind farm | -- | 风电 | Onshore | 50 | operating | 2020 |  | Qitai County Guangdong Hydro Energy | 44.4254 | 89.8779 | L100000903816 | G100000904738 | https://www.gem.wiki/Xinjiang_Qitai_Beitashan_(Guangdong_Hydro)_wind_farm | Global Wind Power Tracker - February 2026 |  | 不适用 | 运行参数继承参考Generators_data.csv的风电/光伏设定
3974 | XJ | 5 | 新疆 | Changji AP | Qitai | 新疆奇台北塔山风电场 (晶鑫) | Xinjiang Qitai Beitashan (Jingxin) wind farm | -- | 风电 | Onshore | 50 | operating | 2022 | Shenzhen Jinxin Energy Development Co Ltd [100%] | Qitai County Jingxin Energy Development | 45.2501 | 90.4352 | L100000903817 | G100000904739 | https://www.gem.wiki/Xinjiang_Qitai_Beitashan_(Jingxin)_wind_farm | Global Wind Power Tracker - February 2026 |  | 不适用 | 运行参数继承参考Generators_data.csv的风电/光伏设定
3975 | XJ | 5 | 新疆 | Changji AP | Qitai | 新疆五奇台北塔山风电场 (特变电工) | Xinjiang Qitai Beitashan (TBEA) wind farm | -- | 风电 | Onshore | 100 | operating | 2020 |  | Wujiaqu Huafeng Huineng Power | 45.1804 | 90.5624 | L100000903819 | G100000904741 | https://www.gem.wiki/Xinjiang_Qitai_Beitashan_(TBEA)_wind_farm | Global Wind Power Tracker - February 2026 |  | 不适用 | 运行参数继承参考Generators_data.csv的风电/光伏设定
3976 | XJ | 5 | 新疆 | Changji AP | Qitai | 新疆奇台北塔山风电场一二三四期 (三峡) | Xinjiang Qitai Beitashan (Three Gorges) wind farm | 1,2,3,4 | 风电 | Onshore | 198 | operating | 2015 |  | Three Gorges New Energy Wujiaqu Power CO LTD Qitai Branch | 44.4254 | 89.8779 | L100000903820 | G100000904742 | https://www.gem.wiki/Xinjiang_Qitai_Beitashan_(Three_Gorges)_wind_farm | Global Wind Power Tracker - February 2026 |  | 不适用 | 运行参数继承参考Generators_data.csv的风电/光伏设定
3977 | XJ | 5 | 新疆 | Changji AP | Qitai | 新疆奇台北塔山风电场五期 (三峡) | Xinjiang Qitai Beitashan (Three Gorges) wind farm | 5 | 风电 | Onshore | 200 | operating | 2021 |  | Three Gorges New Energy Wujiaqu Power | 44.4254 | 89.8779 | L100000903820 | G100000904743 | https://www.gem.wiki/Xinjiang_Qitai_Beitashan_(Three_Gorges)_wind_farm | Global Wind Power Tracker - February 2026 |  | 不适用 | 运行参数继承参考Generators_data.csv的风电/光伏设定
3978 | XJ | 5 | 新疆 | Changji AP | Qitai | 新疆奇台北塔山风电场 (鑫垣) | Xinjiang Qitai Beitashan (Xintan) wind farm | -- | 风电 | Onshore | 99 | operating | 2020 | China Power Investment Xinjiang Energy and Chemical Industry Group Hami Co Ltd [100%] | Wujiaqu Xintan Windpower | 44.4254 | 89.8779 | L100000903822 | G100000904745 | https://www.gem.wiki/Xinjiang_Qitai_Beitashan_(Xintan)_wind_farm | Global Wind Power Tracker - February 2026 |  | 不适用 | 运行参数继承参考Generators_data.csv的风电/光伏设定
3979 | XJ | 5 | 新疆 | Changji AP | Qitai | 新疆奇台北塔山风电场 (信友) | Xinjiang Qitai Beitashan (Xinyou) wind farm | -- | 风电 | Onshore | 50 | operating | 2021 | Beijing United Rongbang New Energy Technology Co Ltd [100%] | Xinjiang Xinyou New Energy Power | 44.0641 | 90.059 | L100000903823 | G100000904746 | https://www.gem.wiki/Xinjiang_Qitai_Beitashan_(Xinyou)_wind_farm | Global Wind Power Tracker - February 2026 |  | 不适用 | 运行参数继承参考Generators_data.csv的风电/光伏设定
3980 | XJ | 5 | 新疆 | Changji AP | Qitai | 新疆奇台北塔山风电场 (协鑫) | Xinjiang Qitai Beitashan Pasture Farm (Xiexin) wind farm | -- | 风电 | Onshore | 50 | operating | 2020 |  | Qitai County Xiexin New Energy Power | 45.0307 | 90.6802 | L100000903821 | G100000904744 | https://www.gem.wiki/Xinjiang_Qitai_Beitashan_Pasture_Farm_(Xiexin)_wind_farm | Global Wind Power Tracker - February 2026 |  | 不适用 | 运行参数继承参考Generators_data.csv的风电/光伏设定
3981 | XJ | 5 | 新疆 | Changji AP | Qitai | 新疆奇台北塔山牧场风电场 (浙能) | Xinjiang Qitai Beitashan Pasture Farm (Zhejiang Energy) wind farm | -- | 风电 | Onshore | 99 | operating | 2020 |  | Wujiaqu Zhejiang Energy New Energy | 44.4254 | 89.8779 | L100000903825 | G100000904748 | https://www.gem.wiki/Xinjiang_Qitai_Beitashan_Pasture_Farm_(Zhejiang_Energy)_wind_farm | Global Wind Power Tracker - February 2026 |  | 不适用 | 运行参数继承参考Generators_data.csv的风电/光伏设定
3982 | XJ | 5 | 新疆 | Changji AP | Qitai | 新疆奇台北塔山风电场 (中机国能) | Xinjiang Qitai Beitashan Pasture Farm (Zhongji Guoneng) wind farm | -- | 风电 | Onshore | 100 | operating | 2020 |  | Zhongji Guoneng (Sinogy) Wujiaqu New Energy Power | 44.4254 | 89.8779 | L100000903824 | G100000904747 | https://www.gem.wiki/Xinjiang_Qitai_Beitashan_Pasture_Farm_(Zhongji_Guoneng)_wind_farm | Global Wind Power Tracker - February 2026 |  | 不适用 | 运行参数继承参考Generators_data.csv的风电/光伏设定
3983 | XJ | 5 | 新疆 | Changji AP | Qitai | 国投奇台县180万千瓦风光氢储一体化项目一期东部480MW工程 | Xinjiang Qitai Renewable Energy Complex wind farm | 1 | 风电 | Onshore | 480 | operating | 2025 |  | Changji State Development Investment Qixin Energy | 44.0223 | 89.6202 | L100000919013 | G100000923433 | https://www.gem.wiki/Xinjiang_Qitai_Renewable_Energy_Complex_wind_farm | Global Wind Power Tracker - February 2026 |  | 不适用 | 运行参数继承参考Generators_data.csv的风电/光伏设定
3984 | XJ | 5 | 新疆 | Changji AP | Qitai | 国投奇台县180万千瓦风光氢储一体化项目二,三期 | Xinjiang Qitai Renewable Energy Complex wind farm | 2-3 | 风电 | Onshore | 1120 | operating | 2025 |  | Changji State Development Investment Qixin Energy | 44.0223 | 89.6202 | L100000919013 | G100000923434 | https://www.gem.wiki/Xinjiang_Qitai_Renewable_Energy_Complex_wind_farm | Global Wind Power Tracker - February 2026 |  | 不适用 | 运行参数继承参考Generators_data.csv的风电/光伏设定
3985 | XJ | 5 | 新疆 | Bayingolin AP | Ruoqiang | 华电巴州混合储能 100万千瓦风电一体化项目 | Xinjiang Ruoqiang (Huadian) wind farm with storage | -- | 风电 | Onshore | 1000 | operating | 2025 | Huadian Ruoqiang New Energy Co Ltd |  | 39.233 | 88.484 | L100001000637 | G100001000958 | https://www.gem.wiki/Xinjiang_Ruoqiang_(Huadian)_wind_farm_with_storage | Global Wind Power Tracker - February 2026 |  | 不适用 | 运行参数继承参考Generators_data.csv的风电/光伏设定
3986 | XJ | 5 | 新疆 | Bayingolin AP | Ruoqiang | 中广核巴州若羌县工贸物流园低碳园区转型500MW风电项目 | Xinjiang Ruoqiang Industrial Park Decarbonization wind farm | -- | 风电 | Onshore | 500 | operating | 2024 | China Guangdong Nuclear New Energy Ruoqiang Co Ltd |  | 39.441 | 88.391 | L100001020240 | G100001023029 | https://www.gem.wiki/Xinjiang_Ruoqiang_Industrial_Park_Decarbonization_wind_farm | Global Wind Power Tracker - February 2026 |  | 不适用 | 运行参数继承参考Generators_data.csv的风电/光伏设定
3987 | XJ | 5 | 新疆 | Bayingolin AP | Ruoqiang | 若羌县20万吨/年高纯硅配套源网荷储一体化项目 | Xinjiang Ruoqiang Loulan wind farm | 1 | 风电 | Onshore | 205 | operating | 2024 | Xinjiang Tianchi Energy Co Ltd [100%] | Xinjiang TBEA Loulan New Materials Technology | 39.006 | 88.196 | L100000919014 | G100000923435 | https://www.gem.wiki/Xinjiang_Ruoqiang_Loulan_wind_farm | Global Wind Power Tracker - February 2026 |  | 不适用 | 运行参数继承参考Generators_data.csv的风电/光伏设定
3988 | XJ | 5 | 新疆 | Bayingolin AP | Ruoqiang | 新疆若羌罗布庄风区风电场 | Xinjiang Ruoqiang Luobuzhuang Wind District wind farm | -- | 风电 | Onshore | 100 | operating |  | Suntien Green Energy Shareholding Co Ltd [100%] | Ruoqiang Xintian Green Energy | 39.096 | 89.697 | L100000903789 | G100000904706 | https://www.gem.wiki/Xinjiang_Ruoqiang_Luobuzhuang_Wind_District_wind_farm | Global Wind Power Tracker - February 2026 |  | 不适用 | 运行参数继承参考Generators_data.csv的风电/光伏设定
3989 | XJ | 5 | 新疆 | Bayingolin AP | Ruoqiang | 若羌新天绿色能源巴州罗布庄风电场一期49.5MW发电工程 | Xinjiang Ruoqiang Luobuzhuang wind farm | 1 | 风电 | Onshore | 50 | operating | 2014 | China Suntien Green Energy Co Ltd [100%] | Ruoqiang Xintian Green Energy | 39.1685 | 88.238 | L100000904835 | G100000905935 | https://www.gem.wiki/Xinjiang_Ruoqiang_Luobuzhuang_wind_farm | Global Wind Power Tracker - February 2026 |  | 不适用 | 运行参数继承参考Generators_data.csv的风电/光伏设定
3990 | XJ | 5 | 新疆 | Bayingolin AP | Ruoqiang | 新天巴州罗布庄风电场二期50兆瓦项目 | Xinjiang Ruoqiang Luobuzhuang wind farm | 2 | 风电 | Onshore | 50 | operating | 2014 | China Suntien Green Energy Co Ltd [100%] | Ruoqiang Suntien Green Energy | 39.1685 | 88.238 | L100000904835 | G100000905936 | https://www.gem.wiki/Xinjiang_Ruoqiang_Luobuzhuang_wind_farm | Global Wind Power Tracker - February 2026 |  | 不适用 | 运行参数继承参考Generators_data.csv的风电/光伏设定
3991 | XJ | 5 | 新疆 | Bayingolin AP | Ruoqiang | 新疆若羌米兰风区风电场 (特变电工) | Xinjiang Ruoqiang Milan (Tebian Electric) wind farm | -- | 风电 | Onshore | 50 | operating | 2022 | Urumqi Tuochuang New Energy Co Ltd [100%] | Ruoqiang Zhuoshang New Energy | 39.3263 | 88.8128 | L100000903790 | G100000904707 | https://www.gem.wiki/Xinjiang_Ruoqiang_Milan_(Tebian_Electric)_wind_farm | Global Wind Power Tracker - February 2026 |  | 不适用 | 运行参数继承参考Generators_data.csv的风电/光伏设定
3992 | XJ | 5 | 新疆 | Bayingolin AP | Ruoqiang | 新疆若羌米兰风区风电场 (新疆新能源) | Xinjiang Ruoqiang Milan (Xinjiang New Energy) wind farm | -- | 风电 | Onshore | 50 | operating | 2023 | Tebian Electrical Apparatus Xinjiang New Energy Shareholding Co Ltd [100%] | Xinjiang Lixin Energy Holdings | 39.096 | 89.697 | L100000903791 | G100000904708 | https://www.gem.wiki/Xinjiang_Ruoqiang_Milan_(Xinjiang_New_Energy)_wind_farm | Global Wind Power Tracker - February 2026 |  | 不适用 | 运行参数继承参考Generators_data.csv的风电/光伏设定
3993 | XJ | 5 | 新疆 | Bayingolin AP | Ruoqiang | 中广核巴州若羌100万千瓦风电项目 | Xinjiang Ruoqiang new energy project wind farm | -- | 风电 | Onshore | 1000 | operating | 2024 | China Guangdong Nuclear Wind Energy Ltd [100%] | China General Nuclear Power Group Xinjiang Branch | 39.5139 | 90.4426 | L100000922849 | G100000928409 | https://www.gem.wiki/Xinjiang_Ruoqiang_new_energy_project_wind_farm | Global Wind Power Tracker - February 2026 |  | 不适用 | 运行参数继承参考Generators_data.csv的风电/光伏设定
3994 | XJ | 5 | 新疆 | Bayingolin AP | Ruoqiang |  | Xinjiang Ruoqiang Qiman (TBEA) wind farm | 1 | 风电 | Onshore | 750 | operating |  |  |  | 38.374 | 89.9597 | L100000919016 | G100001052110 | https://www.gem.wiki/Xinjiang_Ruoqiang_Qiman_(TBEA)_wind_farm | Global Wind Power Tracker - February 2026 |  | 不适用 | 运行参数继承参考Generators_data.csv的风电/光伏设定
3995 | XJ | 5 | 新疆 | Bayingolin AP | Ruoqiang | 新疆若羌祁曼风区风电场 | Xinjiang Ruoqiang Qiman Wind District (Shenzhen Energy) wind farm | -- | 风电 | Onshore | 100 | operating | 2023 | Guodian Korla Power Generation Co Ltd [100%] | Shenneng Ruoqiang Energy Development | 38.514 | 90.1556 | L100000903792 | G100000904709 | https://www.gem.wiki/Xinjiang_Ruoqiang_Qiman_Wind_District_(Shenzhen_Energy)_wind_farm | Global Wind Power Tracker - February 2026 |  | 不适用 | 运行参数继承参考Generators_data.csv的风电/光伏设定
3996 | XJ | 5 | 新疆 | Hami | Barköl | 哈密海新能源第十三师三塘湖风电场一期49.5MW项目 | Xinjiang Santanghu (Hamihai New Energy) wind farm | 1 | 风电 | Onshore | 50 | operating | 2018 | China Shipbuilding Industry Corporation Haiwei (Xinjiang) New Energy Co Ltd [100%] | Hamihai New Energy | 44.2601 | 92.8174 | L100000904863 | G100000905970 | https://www.gem.wiki/Xinjiang_Santanghu_(Hamihai_New_Energy)_wind_farm | Global Wind Power Tracker - February 2026 |  | 不适用 | 运行参数继承参考Generators_data.csv的风电/光伏设定
3997 | XJ | 5 | 新疆 | Hami | Barköl | 哈密海新能源十三师三塘湖风电场二期49.5MW项目 | Xinjiang Santanghu (Hamihai New Energy) wind farm | 2 | 风电 | Onshore | 50 | operating | 2018 | China Shipbuilding Industry Corporation Haiwei (Xinjiang) New Energy Co Ltd [100%] | Hamihai New Energy | 44.2406 | 93.3354 | L100000904863 | G100000905971 | https://www.gem.wiki/Xinjiang_Santanghu_(Hamihai_New_Energy)_wind_farm | Global Wind Power Tracker - February 2026 |  | 不适用 | 运行参数继承参考Generators_data.csv的风电/光伏设定
3998 | XJ | 5 | 新疆 | Turpan | Shanshan | 新疆嘉泽发电有限公司鄯善二期49.5MW风电项目 | Xinjiang Shanshan (Xinjiang Jiaze) wind farm | 2 | 风电 | Onshore | 50 | operating | 2015 | China Power Investment Xinjiang Energy and Chemical Industry Group Hami Co Ltd [100%] | Xinjiang Jiaze Power Generation | 43.1263 | 91.1416 | L100000904890 | G100000906004 | https://www.gem.wiki/Xinjiang_Shanshan_(Xinjiang_Jiaze)_wind_farm | Global Wind Power Tracker - February 2026 |  | 不适用 | 运行参数继承参考Generators_data.csv的风电/光伏设定
3999 | XJ | 5 | 新疆 | Turpan | Shanshan | 中电投新疆能源化工吐鲁番鄯善楼兰风电场工程49.5MW发电工程 | Xinjiang Shanshan Loulan (China Power Investment) wind farm | -- | 风电 | Onshore | 50 | operating | 2014 | Xinjiang Silk Road Kunyuan Energy Co Ltd [100%] | China Power Investment Xinjiang Energy Chemical Industry Group Shanshan | 43.1622 | 90.8631 | L100000904857 | G100000905963 | https://www.gem.wiki/Xinjiang_Shanshan_Loulan_(China_Power_Investment)_wind_farm | Global Wind Power Tracker - February 2026 |  | 不适用 | 运行参数继承参考Generators_data.csv的风电/光伏设定
4000 | XJ | 5 | 新疆 | Turpan | Shanshan | 鄯善盾安风电吐鲁番楼兰风电场一期48.0MW发电工程 | Xinjiang Shanshan Loulan (Shanshan Dun'An) wind farm | 1 | 风电 | Onshore | 48 | operating | 2014 | Zhejiang Dunan New Energy Resources Development Co Ltd [100%] | Shanshan Dunan Wind Power | 43.1992 | 91.106 | L100000904856 | G100000905961 | https://www.gem.wiki/Xinjiang_Shanshan_Loulan_(Shanshan_Dun'An)_wind_farm | Global Wind Power Tracker - February 2026 |  | 不适用 | 运行参数继承参考Generators_data.csv的风电/光伏设定
4001 | XJ | 5 | 新疆 | Turpan | Shanshan | 鄯善盾安风电吐鲁番楼兰风电场二期48.0MW发电工程 | Xinjiang Shanshan Loulan (Shanshan Dun'An) wind farm | 2 | 风电 | Onshore | 48 | operating | 2015 | Zhejiang Dunan New Energy Resources Development Co Ltd [100%] | Shanshan Dunan Wind Power | 43.1967 | 91.1278 | L100000904856 | G100000905962 | https://www.gem.wiki/Xinjiang_Shanshan_Loulan_(Shanshan_Dun'An)_wind_farm | Global Wind Power Tracker - February 2026 |  | 不适用 | 运行参数继承参考Generators_data.csv的风电/光伏设定
4002 | XJ | 5 | 新疆 | Turpan | Shanshan | 五凌鄯善电力有限公司鄯善楼兰风电场二期49.5MW风电场项目 | Xinjiang Shanshan Loulan (Wuling Shanshan Electric Power) wind farm | 2 | 风电 | Onshore | 50 | operating | 2016 | WU Ling POWER Corp [100%] | Wuling Shanshan Electric Power | 43.2498 | 91.222 | L100000904858 | G100000905964 | https://www.gem.wiki/Xinjiang_Shanshan_Loulan_(Wuling_Shanshan_Electric_Power)_wind_farm | Global Wind Power Tracker - February 2026 |  | 不适用 | 运行参数继承参考Generators_data.csv的风电/光伏设定
4003 | XJ | 5 | 新疆 | Turpan | Shanshan | 新疆嘉泽发电有限公司鄯善楼兰风电场一期49.5MW风电场项目 | Xinjiang Shanshan Loulan (Xinjiang Jiaze Power Generation) wind farm | 1 | 风电 | Onshore | 50 | operating | 2017 | China Power Investment Xinjiang Energy and Chemical Industry Group Hami Co Ltd [100%] | Xinjiang Jiaze Power Generation | 43.0624 | 89.7683 | L100000904860 | G100000905966 | https://www.gem.wiki/Xinjiang_Shanshan_Loulan_(Xinjiang_Jiaze_Power_Generation)_wind_farm | Global Wind Power Tracker - February 2026 |  | 不适用 | 运行参数继承参考Generators_data.csv的风电/光伏设定
4004 | XJ | 5 | 新疆 | Turpan | Shanshan | 大唐鄯善楼兰风电场一期49.5兆瓦风电项目 | Xinjiang Shanshan Loulan wind farm | 1 | 风电 | Onshore | 50 | operating | 2016 | Datang Xinjiang Power Generation Co Ltd [100%] | Datang Shanshan Wind Power Development | 43.1924 | 91.7134 | L100000904869 | G100000905978 | https://www.gem.wiki/Xinjiang_Shanshan_Loulan_wind_farm | Global Wind Power Tracker - February 2026 |  | 不适用 | 运行参数继承参考Generators_data.csv的风电/光伏设定
4005 | XJ | 5 | 新疆 | Changji AP | Qitai | 京能六师北塔山风电场一期49.5兆瓦项目 | Xinjiang Sixth Division Beitashan (Jingneng ) wind farm | 1 | 风电 | Onshore | 50 | operating | 2015 | Wujiaqu Jingneng New Energy Co Ltd [100%] | Wujiaqu Jingneng New Energy CO LTD Qitai Branch | 45.0908 | 90.5207 | L100000904864 | G100000905972 | https://www.gem.wiki/Xinjiang_Sixth_Division_Beitashan_(Jingneng_)_wind_farm | Global Wind Power Tracker - February 2026 |  | 不适用 | 运行参数继承参考Generators_data.csv的风电/光伏设定
4006 | XJ | 5 | 新疆 | Tacheng Prefecture | Toli | 大唐塔城老风口2.5万千瓦和10万千瓦时储能项目配套10万千瓦风电项目 | Xinjiang Tacheng Laofengkou (Datang) 100 MW wind farm | -- | 风电 | Onshore | 100 | operating | 2024 |  | Datang Wuchang New Energy | 46.1768 | 83.6142 | L100000919017 | G100000923438 | https://www.gem.wiki/Xinjiang_Tacheng_Laofengkou_(Datang)_100_MW_wind_farm | Global Wind Power Tracker - February 2026 |  | 不适用 | 运行参数继承参考Generators_data.csv的风电/光伏设定
4007 | XJ | 5 | 新疆 | Tacheng Prefecture | Toli | 中广核新疆塔城老风口风电项目 | Xinjiang Tacheng Laofengkou 300 MW wind farm | -- | 风电 | Onshore | 300 | operating | 2023 | China Guangdong Nuclear Group Wind Power Co Ltd [100%] | China Guangdong Nuclear Emin Wind Power Generation | 46.1768 | 83.6142 | L100000919018 | G100000923439 | https://www.gem.wiki/Xinjiang_Tacheng_Laofengkou_300_MW_wind_farm | Global Wind Power Tracker - February 2026 |  | 不适用 | 运行参数继承参考Generators_data.csv的风电/光伏设定
4008 | XJ | 5 | 新疆 | Tacheng Prefecture | Emin | 新疆塔城玛依塔斯风电场一期 (中广核) | Xinjiang Tacheng Mayitasi (China Guangdong Nuclear) wind farm | 1 | 风电 | Onshore | 50 | operating | 2012 |  | China Guangdong Nuclear Emin Windpower | 46.2467 | 84.0942 | L100000903885 | G100000904825 | https://www.gem.wiki/Xinjiang_Tacheng_Mayitasi_(China_Guangdong_Nuclear)_wind_farm | Global Wind Power Tracker - February 2026 |  | 不适用 | 运行参数继承参考Generators_data.csv的风电/光伏设定
4009 | XJ | 5 | 新疆 | Tacheng Prefecture | Toli | 新疆塔城玛依塔斯风电场一期 (国电) | Xinjiang Tacheng Mayitasi (Guodian) wind farm | 1 | 风电 | Onshore | 50 | operating | 2013 |  | Guodian Tacheng Power | 46.1885 | 84.2521 | L100000903886 | G100000904826 | https://www.gem.wiki/Xinjiang_Tacheng_Mayitasi_(Guodian)_wind_farm | Global Wind Power Tracker - February 2026 |  | 不适用 | 运行参数继承参考Generators_data.csv的风电/光伏设定
4010 | XJ | 5 | 新疆 | Tacheng Prefecture | Emin | 新疆塔城玛依塔斯风电场一期 (中电投) | Xinjiang Tacheng Mayitasi (State Power Investment) wind farm | 1 | 风电 | Onshore | 50 | operating | 2012 |  | China Power Investment Xinjiang Energy CO LTD Tacheng Branch | 46.2295 | 84.2305 | L100000903887 | G100000904827 | https://www.gem.wiki/Xinjiang_Tacheng_Mayitasi_(State_Power_Investment)_wind_farm | Global Wind Power Tracker - February 2026 |  | 不适用 | 运行参数继承参考Generators_data.csv的风电/光伏设定
4011 | XJ | 5 | 新疆 | Tacheng Prefecture | Emin | 新疆塔城玛依塔斯风电场二期 (中电投) | Xinjiang Tacheng Mayitasi (State Power Investment) wind farm | 2 | 风电 | Onshore | 50 | operating | 2013 |  | China Power Investment Xinjiang Energy and Chemical CO LTD Tacheng Branch | 46.2301 | 84.2672 | L100000903887 | G100000904828 | https://www.gem.wiki/Xinjiang_Tacheng_Mayitasi_(State_Power_Investment)_wind_farm | Global Wind Power Tracker - February 2026 |  | 不适用 | 运行参数继承参考Generators_data.csv的风电/光伏设定
4012 | XJ | 5 | 新疆 | Lamazhao | Emin |  | Xinjiang Tacheng Mayitasi (Tianrun) wind farm | 1RP | 风电 | Onshore | 100 | operating | 2024 |  |  | 46.3068 | 84.2326 | L100000903888 | G100001000857 | https://www.gem.wiki/Xinjiang_Tacheng_Mayitasi_(Tianrun)_wind_farm | Global Wind Power Tracker - February 2026 |  | 不适用 | 运行参数继承参考Generators_data.csv的风电/光伏设定
4013 | XJ | 5 | 新疆 | Tacheng Prefecture | Emin | 新疆塔城玛依塔斯风电场二期 (天润) | Xinjiang Tacheng Mayitasi (Tianrun) wind farm | 2 | 风电 | Onshore | 50 | operating | 2011 |  | Tacheng Tianrun New Energy | 42.4805 | 85.4633 | L100000903888 | G100000904830 | https://www.gem.wiki/Xinjiang_Tacheng_Mayitasi_(Tianrun)_wind_farm | Global Wind Power Tracker - February 2026 |  | 不适用 | 运行参数继承参考Generators_data.csv的风电/光伏设定
4014 | XJ | 5 | 新疆 | Tacheng Prefecture | Emin | 国家电投塔城丁香变之额敏玛依塔斯15万千瓦储能配置60万千瓦风电项目, 国家电投塔城丁香变15万千瓦、铁列克提10万千瓦储能及配套100万千瓦风电项目 | Xinjiang Tacheng Tielieketi wind farm | Emin 1 | 风电 | Onshore | 100 | operating | 2024 | China Power Investment Xinjiang Energy and Chemical Industry Emin Co Ltd |  | 46.258 | 84.117 | L100001023585 | G100001053908 | https://www.gem.wiki/Xinjiang_Yumin_Tielieketi_wind_farm | Global Wind Power Tracker - February 2026 |  | 不适用 | 运行参数继承参考Generators_data.csv的风电/光伏设定
4015 | XJ | 5 | 新疆 | Tacheng Prefecture | Yumin | 国家电投塔城丁香变15万千瓦、铁列克提10万千瓦储能及配套100万千瓦风电（裕民县铁列克提区域40万千瓦风电, 国家电投塔城丁香变15万千瓦、铁列克提10万千瓦储能及配套100万千瓦风电项目 | Xinjiang Tacheng Tielieketi wind farm | Yumin | 风电 | Onshore | 400 | operating | 2025 | China Power Investment Xinjiang Energy and Chemical Industry Emin Co Ltd |  | 46.142 | 82.893 | L100001023585 | G100001028197 | https://www.gem.wiki/Xinjiang_Yumin_Tielieketi_wind_farm | Global Wind Power Tracker - February 2026 |  | 不适用 | 运行参数继承参考Generators_data.csv的风电/光伏设定
4016 | XJ | 5 | 新疆 | Tacheng Prefecture | Toli | 新疆塔城地区50万千瓦风力发电项目市场化并网(配套储能) | Xinjiang Tacheng Tuoli (Tianrun) wind farm | -- | 风电 | Onshore | 500 | operating | 2024 | Jinfeng Runhang New Energy Co Ltd [100%] | Tuoli Tianrun New Energy Windpower | 46.086 | 84.108 | L100000919020 | G100000923441 | https://www.gem.wiki/Xinjiang_Tacheng_Tuoli_(Tianrun)_wind_farm | Global Wind Power Tracker - February 2026 |  | 不适用 | 运行参数继承参考Generators_data.csv的风电/光伏设定
4017 | XJ | 5 | 新疆 | Tacheng Prefecture | Toli | 新疆塔城托里老风口风电场一期 | Xinjiang Tacheng Tuoli Laofengkou (Longyuan) wind farm | 1 | 风电 | Onshore | 50 | operating | 2013 |  | Longyuan Tuoli Windpower | 46.2067 | 83.5696 | L100000903889 | G100000904831 | https://www.gem.wiki/Xinjiang_Tacheng_Tuoli_Laofengkou_(Longyuan)_wind_farm | Global Wind Power Tracker - February 2026 |  | 不适用 | 运行参数继承参考Generators_data.csv的风电/光伏设定
4018 | XJ | 5 | 新疆 | Tacheng Prefecture | Toli | 新疆新能发展托里风力发电有限公司塔城老风口风电二期49.5MW项目 | Xinjiang Tacheng Tuoli Laofengkou (Xinjiang Xinneng) wind farm | 2 | 风电 | Onshore | 50 | operating | 2021 | Xinjiang New Energy Development Co Ltd [30%]; Hubei Electric Power Survey and Design Institute Co Ltd [70%] | Xinjiang Xinneng Development Tuoli Wind Power | 45.7477 | 83.3717 | L100000904866 | G100000905974 | https://www.gem.wiki/Xinjiang_Tacheng_Tuoli_Laofengkou_(Xinjiang_Xinneng)_wind_farm | Global Wind Power Tracker - February 2026 |  | 不适用 | 运行参数继承参考Generators_data.csv的风电/光伏设定
4019 | XJ | 5 | 新疆 | Milan Town | Tiemenguan City | 新疆铁门关兵团二师36团风电场 (中核) | Xinjiang Tiemenguan 36Th Regiment (China Nuclear) wind farm | -- | 风电 | Onshore | 200 | operating |  | China National Nuclear Power Co Ltd [100%] | China Nuclear Exchange Energy | 39.2434 | 88.9007 | L100000903890 | G100000904832 | https://www.gem.wiki/Xinjiang_Tiemenguan_36Th_Regiment_(China_Nuclear)_wind_farm | Global Wind Power Tracker - February 2026 |  | 不适用 | 运行参数继承参考Generators_data.csv的风电/光伏设定
4020 | XJ | 5 | 新疆 | Milan Town | Tiemenguan County | 新疆铁门关兵团二师36师风电场 | Xinjiang Tiemenguan 36Th Regiment (State Power Investment Consortium) wind farm | -- | 风电 | Onshore | 200 | operating | 2023 | China Nuclear Huineng Co Ltd [100%] | Tiemenguan Zhonghe New Energy | 44.7063 | 94.0963 | L100000903891 | G100000904833 | https://www.gem.wiki/Xinjiang_Tiemenguan_36Th_Regiment_(State_Power_Investment_Consortium)_wind_farm | Global Wind Power Tracker - February 2026 |  | 不适用 | 运行参数继承参考Generators_data.csv的风电/光伏设定
4021 | XJ | 5 | 新疆 | Turpan | Toksun | 中广核新疆托克逊克尔碱二期49.5兆瓦风电项目 | Xinjiang Tokexun Ke'Erjian wind farm | 2 | 风电 | Onshore | 50 | operating | 2015 | China Guangdong Nuclear Wind Energy Ltd [100%] | China Guangdong Nuclear Tokexun Wind Power | 43.0494 | 88.3236 | L100000904898 | G100000906014 | https://www.gem.wiki/Xinjiang_Tokexun_Ke'Erjian_wind_farm | Global Wind Power Tracker - February 2026 |  | 不适用 | 运行参数继承参考Generators_data.csv的风电/光伏设定
4022 | XJ | 5 | 新疆 | Turpan | Toksun | 大唐托克逊风电场四期 | Xinjiang Tokexun wind farm | 4 | 风电 | Onshore | 50 | operating | 2015 | Datang Xinjiang Power Generation Co Ltd [100%] | Datang Tokson Wind Power Development | 42.9386 | 88.5432 | L100000904868 | G100000905977 | https://www.gem.wiki/Xinjiang_Tokexun_wind_farm | Global Wind Power Tracker - February 2026 |  | 不适用 | 运行参数继承参考Generators_data.csv的风电/光伏设定
4023 | XJ | 5 | 新疆 | Turpan | Toksun | 托克逊县东丰风力发电有限公司小草湖风电场一期49.5MW工程 | Xinjiang Tokexun Xiaocaohu (Dongfeng) wind farm | 1 | 风电 | Onshore | 50 | operating | 2016 | Shenzhen Clou New Energy Service Co Ltd [100%] | Tokexun Dongfeng Wind Power | 42.9397 | 88.615 | L100000904884 | G100000905996 | https://www.gem.wiki/Xinjiang_Tokexun_Xiaocaohu_(Dongfeng)_wind_farm | Global Wind Power Tracker - February 2026 |  | 不适用 | 运行参数继承参考Generators_data.csv的风电/光伏设定
4024 | XJ | 5 | 新疆 | Turpan | Toksun | 荣风吐鲁番小草湖风电场一期 | Xinjiang Tokexun Xiaocaohu (Rongfeng) wind farm | 1 | 风电 | Onshore | 50 | operating | 2015 | Guodian Qingneng No.1 Equity Investment Fund (Tianjin) Partnership (LP) [100%] | Turpan Rongfeng Wind Power Generation | 42.9333 | 89.2001 | L100000904879 | G100000905990 | https://www.gem.wiki/Xinjiang_Tokexun_Xiaocaohu_(Rongfeng)_wind_farm | Global Wind Power Tracker - February 2026 |  | 不适用 | 运行参数继承参考Generators_data.csv的风电/光伏设定
4025 | XJ | 5 | 新疆 | Turpan | Toksun | 金风科技风城托克逊风电场一期风电项目 | Xinjiang Tokson (Jinfeng) wind farm | 1 | 风电 | Onshore | 50 | operating | 2016 | China Development Bank New Energy Technology Co Ltd [100%] | Tokson Fengcheng New Energy | 42.7928 | 88.6538 | L100000904861 | G100000905968 | https://www.gem.wiki/Xinjiang_Tokson_(Jinfeng)_wind_farm | Global Wind Power Tracker - February 2026 |  | 不适用 | 运行参数继承参考Generators_data.csv的风电/光伏设定
4026 | XJ | 5 | 新疆 | Turpan | Toksun | 托克逊县风城新能源有公司二期49.5MW风电项目 | Xinjiang Tokson Fengcheng New Energy Co., Ltd. wind farm | 2 | 风电 | Onshore | 50 | operating | 2016 | China Development Bank New Energy Technology Co Ltd [100%] | Tokson Fengcheng New Energy | 42.7928 | 88.6538 | L100000904859 | G100000905965 | https://www.gem.wiki/Xinjiang_Tokson_Fengcheng_New_Energy_Co.,_Ltd._wind_farm | Global Wind Power Tracker - February 2026 |  | 不适用 | 运行参数继承参考Generators_data.csv的风电/光伏设定
4027 | XJ | 5 | 新疆 | Turpan | Toksun | 中电建托克逊县100万千瓦风电项目 | Xinjiang Toksun (China Power Construction) wind farm | 1 | 风电 | Onshore | 500 | operating | 2025 |  |  | 43.024 | 88.677 | L100001019246 | G100001052238 | https://www.gem.wiki/Xinjiang_Toksun_(China_Power_Construction)_wind_farm | Global Wind Power Tracker - February 2026 |  | 不适用 | 运行参数继承参考Generators_data.csv的风电/光伏设定
4028 | XJ | 5 | 新疆 | Turpan | Toksun | 广东能源托克逊县100万千瓦风电项目 | Xinjiang Toksun (Guangdong Energy) wind farm | 1a | 风电 | Onshore | 200 | operating |  | Guangdong Energy Group Xinjiang Co Ltd | Guangdong Energy Toksun New Energy Power Generation | 43.024 | 88.677 | L100001019248 | G100001052239 | https://www.gem.wiki/Xinjiang_Toksun_(Guangdong_Energy)_wind_farm | Global Wind Power Tracker - February 2026 |  | 不适用 | 运行参数继承参考Generators_data.csv的风电/光伏设定
4029 | XJ | 5 | 新疆 | Turpan | Toksun | 广东能源托克逊县100万千瓦风电项目 | Xinjiang Toksun (Guangdong Energy) wind farm | 1b | 风电 | Onshore | 300 | operating | 2025 | Guangdong Energy Group Xinjiang Co Ltd | Guangdong Energy Toksun New Energy Power Generation | 43.024 | 88.677 | L100001019248 | G100001021715 | https://www.gem.wiki/Xinjiang_Toksun_(Guangdong_Energy)_wind_farm | Global Wind Power Tracker - February 2026 |  | 不适用 | 运行参数继承参考Generators_data.csv的风电/光伏设定
4030 | XJ | 5 | 新疆 | Turpan | Toksun | 托克逊县申源新能源投资有限公司一期49.5MW风电项目 新 | Xinjiang Toksun (Shenyuan) wind farm | -- | 风电 | Onshore | 49.5 | operating | 2020 | Toksun Shenyuan New Energy Investment Co Ltd |  | 42.529 | 88.387 | L100001020636 | G100001023536 | https://www.gem.wiki/Xinjiang_Toksun_(Shenyuan)_wind_farm | Global Wind Power Tracker - February 2026 |  | 不适用 | 运行参数继承参考Generators_data.csv的风电/光伏设定
4031 | XJ | 5 | 新疆 | Turpan | Toksun | 新能托克逊产业园区低碳转型风电项目 | Xinjiang Toksun (Xinfa) Industrial Park Low Carbon Transformation wind farm | -- | 风电 | Onshore | 100 | operating | 2025 | Xinjiang Jiaxin Energy Technology Co Ltd |  | 43.004 | 86.652 | L100001048199 | G100001055280 | https://www.gem.wiki/Xinjiang_Toksun_(Xinfa)_Industrial_Park_Low_Carbon_Transformation_wind_farm | Global Wind Power Tracker - February 2026 |  | 不适用 | 运行参数继承参考Generators_data.csv的风电/光伏设定
4032 | XJ | 5 | 新疆 | Tacheng Prefecture | Emin | 华电天润塔城托里老风口50MW风电项目 | Xinjiang Toli Laofengkou (Huadian) wind farm | -- | 风电 | Onshore | 50 | operating | 2023 | China Huadian Corp Ltd [100%] | Huadian Xinjiang Power | 46.5254 | 83.627 | L100000919019 | G100000923440 | https://www.gem.wiki/Xinjiang_Toli_Laofengkou_(Huadian)_wind_farm | Global Wind Power Tracker - February 2026 |  | 不适用 | 运行参数继承参考Generators_data.csv的风电/光伏设定
4033 | XJ | 5 | 新疆 | Tacheng Prefecture | Toli | 华能塔城老风口风电项目 | Xinjiang Toli Laofengkou (Huaneng) wind farm | -- | 风电 | Onshore | 50 | operating | 2023 | Huaneng Xinjiang Energy Development Co Ltd |  | 46.183 | 83.625 | L100001004172 | G100001004858 | https://www.gem.wiki/Xinjiang_Toli_Laofengkou_(Huaneng)_wind_farm | Global Wind Power Tracker - February 2026 |  | 不适用 | 运行参数继承参考Generators_data.csv的风电/光伏设定
4034 | XJ | 5 | 新疆 | Turpan | Toksun | 新疆托克逊风电场一期 (中广核) | Xinjiang Tuokexun (China Guangdong Nuclear) wind farm | 1 | 风电 | Onshore | 50 | operating | 2013 |  | China Guangdong Nuclear Tuokexun Windpower | 43.0368 | 88.3237 | L100000903894 | G100000904836 | https://www.gem.wiki/Xinjiang_Tuokexun_(China_Guangdong_Nuclear)_wind_farm | Global Wind Power Tracker - February 2026 |  | 不适用 | 运行参数继承参考Generators_data.csv的风电/光伏设定
4035 | XJ | 5 | 新疆 | Turpan | Toksun | 新疆托克逊风电场一期 ((大唐)) | Xinjiang Tuokexun (Datang) wind farm | 1 | 风电 | Onshore | 50 | operating | 2011 |  | Datang Tuokexun Windpower Development | 43.0016 | 88.583 | L100000903895 | G100000904837 | https://www.gem.wiki/Xinjiang_Tuokexun_(Datang)_wind_farm | Global Wind Power Tracker - February 2026 |  | 不适用 | 运行参数继承参考Generators_data.csv的风电/光伏设定
4036 | XJ | 5 | 新疆 | Turpan | Toksun | 新疆托克逊风电场二期 (大唐) | Xinjiang Tuokexun (Datang) wind farm | 2 | 风电 | Onshore | 50 | operating | 2012 |  | Datang Tuokexun Windpower Development | 43.0272 | 88.538 | L100000903895 | G100000904838 | https://www.gem.wiki/Xinjiang_Tuokexun_(Datang)_wind_farm | Global Wind Power Tracker - February 2026 |  | 不适用 | 运行参数继承参考Generators_data.csv的风电/光伏设定
4037 | XJ | 5 | 新疆 | Turpan | Toksun | 新疆托克逊风电场三期 (大唐) | Xinjiang Tuokexun (Datang) wind farm | 3 | 风电 | Onshore | 50 | operating | 2013 |  | Datang Tuokexun Windpower Development | 43.0024 | 88.5435 | L100000903895 | G100000904839 | https://www.gem.wiki/Xinjiang_Tuokexun_(Datang)_wind_farm | Global Wind Power Tracker - February 2026 |  | 不适用 | 运行参数继承参考Generators_data.csv的风电/光伏设定
4038 | XJ | 5 | 新疆 | Turpan | Toksun | 新疆托克逊风电场一期 (五凌) | Xinjiang Tuokexun (Wuling) wind farm | -- | 风电 | Onshore | 50 | operating | 2013 |  | Wuling Tuokexun Power | 42.9395 | 88.5381 | L100000903896 | G100000904840 | https://www.gem.wiki/Xinjiang_Tuokexun_(Wuling)_wind_farm | Global Wind Power Tracker - February 2026 |  | 不适用 | 运行参数继承参考Generators_data.csv的风电/光伏设定
4039 | XJ | 5 | 新疆 | Turpan | Toksun | 新疆托克逊白杨河风电场一期 | Xinjiang Tuokexun Baiyanghe wind farm | 1 | 风电 | Onshore | 50 | operating | 2009 |  | Huaneng Turpan Windpower | 43.0639 | 88.595 | L100000903897 | G100000904841 | https://www.gem.wiki/Xinjiang_Tuokexun_Baiyanghe_wind_farm | Global Wind Power Tracker - February 2026 |  | 不适用 | 运行参数继承参考Generators_data.csv的风电/光伏设定
4040 | XJ | 5 | 新疆 | Turpan | Toksun | 新疆托克逊白杨河风电场二期 | Xinjiang Tuokexun Baiyanghe wind farm | 2 | 风电 | Onshore | 50 | operating | 2010 |  | Huaneng Turpan Windpower | 43.0692 | 88.555 | L100000903897 | G100000904842 | https://www.gem.wiki/Xinjiang_Tuokexun_Baiyanghe_wind_farm | Global Wind Power Tracker - February 2026 |  | 不适用 | 运行参数继承参考Generators_data.csv的风电/光伏设定
4041 | XJ | 5 | 新疆 | Turpan | Toksun | 新疆托克逊白杨河风电场三期 | Xinjiang Tuokexun Baiyanghe wind farm | 3 | 风电 | Onshore | 50 | operating | 2013 |  | Huaneng Turpan Windpower | 43.0811 | 88.5989 | L100000903897 | G100000904843 | https://www.gem.wiki/Xinjiang_Tuokexun_Baiyanghe_wind_farm | Global Wind Power Tracker - February 2026 |  | 不适用 | 运行参数继承参考Generators_data.csv的风电/光伏设定
4042 | XJ | 5 | 新疆 | Turpan | Toksun | 华能托克逊白杨河风电场四期49.5兆瓦项目 新 | Xinjiang Tuokexun Baiyanghe wind farm | 4 | 风电 | Onshore | 49.5 | operating | 2020 | Huaneng Turpan Windpower Co Ltd |  | 43.0811 | 88.5989 | L100000903897 | G100001023540 | https://www.gem.wiki/Xinjiang_Tuokexun_Baiyanghe_wind_farm | Global Wind Power Tracker - February 2026 |  | 不适用 | 运行参数继承参考Generators_data.csv的风电/光伏设定
4043 | XJ | 5 | 新疆 | Tacheng Prefecture | Toli | 新疆新能发展托里风力发电塔城托里老风口风电场一期49.5MW发电工程 | Xinjiang Tuoli Laofengkou (Xinjiang Xinneng) wind farm | 1 | 风电 | Onshore | 50 | operating | 2013 | Powerchina Hubei Electric Engineering Corp Ltd [70%]; Xinjiang Xinneng Development Co Ltd [30%] | Xinjiang Xinneng Development Tuoli Wind Power | 46.1879 | 83.5078 | L100000904855 | G100000905960 | https://www.gem.wiki/Xinjiang_Tuoli_Laofengkou_(Xinjiang_Xinneng)_wind_farm | Global Wind Power Tracker - February 2026 |  | 不适用 | 运行参数继承参考Generators_data.csv的风电/光伏设定
4044 | XJ | 5 | 新疆 | Tacheng Prefecture | Toli | 中电投新疆能源化工塔城托里玛依塔斯三期49.5MW发电工程 | Xinjiang Tuoli Mayitasi (China Power Investment) wind farm | 3 | 风电 | Onshore | 50 | operating | 2013 | China Power Investment Group Xinjiang Energy Chemical Group Co Ltd [100%] | China Power Investment Group Xinjiang Energy Chemical CO LTD Tacheng Branch | 45.9271 | 83.618 | L100000904834 | G100000905933 | https://www.gem.wiki/Xinjiang_Tuoli_Mayitasi_(China_Power_Investment)_wind_farm | Global Wind Power Tracker - February 2026 |  | 不适用 | 运行参数继承参考Generators_data.csv的风电/光伏设定
4045 | XJ | 5 | 新疆 | Tacheng Prefecture | Toli | 中电投塔城玛依塔斯风电场四期49.5MW项目 | Xinjiang Tuoli Mayitasi (China Power Investment) wind farm | 4 | 风电 | Onshore | 50 | operating | 2015 | China Power Investment Group Xinjiang Energy Chemical Group Co Ltd [100%] | China Power Investment Xinjiang Energy Chemical Industry Group Tuoli | 45.9369 | 83.6062 | L100000904834 | G100000905934 | https://www.gem.wiki/Xinjiang_Tuoli_Mayitasi_(China_Power_Investment)_wind_farm | Global Wind Power Tracker - February 2026 |  | 不适用 | 运行参数继承参考Generators_data.csv的风电/光伏设定
4046 | XJ | 5 | 新疆 | Tacheng Prefecture | Toli | 国电塔城公司托里玛依塔斯风电二期49.5MW发电工程 | Xinjiang Tuoli Mayitasi wind farm | 2 | 风电 | Onshore | 50 | operating | 2014 | Guodian Power Xinjiang New Energy Development Co Ltd [65%]; Xinjiang Sayram Modern Agriculture Co Ltd [25%]; Xinjiang Shuanghe Energy Development Group Co Ltd [10%] | Guodian Tacheng Power Generation | 46.1825 | 84.2014 | L100000904817 | G100000905915 | https://www.gem.wiki/Xinjiang_Tuoli_Mayitasi_wind_farm | Global Wind Power Tracker - February 2026 |  | 不适用 | 运行参数继承参考Generators_data.csv的风电/光伏设定
4047 | XJ | 5 | 新疆 | Turpan | Toksun | 华能新疆公司吐鲁番风电公司吐鲁番市100万千瓦风电项目 | Xinjiang Turpan (Huaneng) wind farm | 1 | 风电 | Onshore | 405 | operating | 2024 | Huaneng Turpan Windpower Co Ltd |  | 43.056 | 88.686 | L100001018790 | G100001052297 | https://www.gem.wiki/Xinjiang_Turpan_(Huaneng)_wind_farm | Global Wind Power Tracker - February 2026 |  | 不适用 | 运行参数继承参考Generators_data.csv的风电/光伏设定
4048 | XJ | 5 | 新疆 | Turpan | Toksun | 华能新疆公司吐鲁番风电公司吐鲁番市100万千瓦风电项目 | Xinjiang Turpan (Huaneng) wind farm | 2 | 风电 | Onshore | 595 | operating | 2025 | Huaneng Turpan Windpower Co Ltd |  | 43.056 | 88.686 | L100001018790 | G100001021060 | https://www.gem.wiki/Xinjiang_Turpan_(Huaneng)_wind_farm | Global Wind Power Tracker - February 2026 |  | 不适用 | 运行参数继承参考Generators_data.csv的风电/光伏设定
4049 | XJ | 5 | 新疆 | Turpan | Gaochang District | 明阳吐鲁番市高昌区200万千瓦风电项目一期50万千瓦项目, 明阳吐鲁番市高昌区200万千瓦风电项目 | Xinjiang Turpan Gaochang (Mingyang) wind farm | 1 | 风电 | Onshore | 500 | operating | 2025 | Mingyang Smart Energy Group Co Ltd; An Hui Wenergy Co Ltd |  | 43.055 | 88.732 | L100001045177 | G100001050793 | https://www.gem.wiki/Xinjiang_Turpan_Gaochang_(Mingyang)_wind_farm | Global Wind Power Tracker - February 2026 |  | 不适用 | 运行参数继承参考Generators_data.csv的风电/光伏设定
4050 | XJ | 5 | 新疆 | Turpan | Shanshan | 五凌鄯善电力吐鲁番鄯善风电场一期49.5MW发电工程 | Xinjiang Turpan Shanshan (Wuling) wind farm | 1 | 风电 | Onshore | 50 | operating | 2014 | Wuling Power Co Ltd [100%] | Wuling Shanshan Electric Power | 43.1764 | 91.3739 | L100000904826 | G100000905924 | https://www.gem.wiki/Xinjiang_Turpan_Shanshan_(Wuling)_wind_farm | Global Wind Power Tracker - February 2026 |  | 不适用 | 运行参数继承参考Generators_data.csv的风电/光伏设定
4051 | XJ | 5 | 新疆 | Turpan |  | 新疆吐鲁番大型风光互补示范电站一期 | Xinjiang Turpan Wind Farm Photovoltaic Hybrid Project | -- | 风电 | Onshore | 50 | operating | 2014 |  | Turpan Tebian Electrical Apparatus New Energy | 43.0697 | 88.7764 | L100000903898 | G100000904844 | https://www.gem.wiki/Xinjiang_Turpan_Wind_Farm_Photovoltaic_Hybrid_Project | Global Wind Power Tracker - February 2026 |  | 不适用 | 运行参数继承参考Generators_data.csv的风电/光伏设定
4052 | XJ | 5 | 新疆 | Turpan | Toksun | 新疆吐鲁番小草湖风电场一场一期 | Xinjiang Turpan Xiaocaohu First wind farm | 1 | 风电 | Onshore | 50 | operating | 2007 |  | Xinjiang Huadian Xiaocaohu Windpower | 43.0736 | 88.7017 | L100000903899 | G100000904845 | https://www.gem.wiki/Xinjiang_Turpan_Xiaocaohu_First_wind_farm | Global Wind Power Tracker - February 2026 |  | 不适用 | 运行参数继承参考Generators_data.csv的风电/光伏设定
4053 | XJ | 5 | 新疆 | Turpan | Toksun | 新疆吐鲁番小草湖风电场一场二期 | Xinjiang Turpan Xiaocaohu First wind farm | 2 | 风电 | Onshore | 50 | operating | 2008 |  | Xinjiang Huadian Xiaocaohu Windpower | 43.0424 | 88.7215 | L100000903899 | G100000904846 | https://www.gem.wiki/Xinjiang_Turpan_Xiaocaohu_First_wind_farm | Global Wind Power Tracker - February 2026 |  | 不适用 | 运行参数继承参考Generators_data.csv的风电/光伏设定
4054 | XJ | 5 | 新疆 | Turpan | Toksun | 华电吐鲁番小草湖风电场一场三期49.5 兆瓦风电项目 | Xinjiang Turpan Xiaocaohu First wind farm | 3 | 风电 | Onshore | 50 | operating | 2015 | Huadian Fuxin Energy Development Co Ltd. [100%] | Xinjiang Huadian Xiaocaohu Wind Power Co Ltd | 43.0792 | 88.6028 | L100000903899 | G100001023535 | https://www.gem.wiki/Xinjiang_Turpan_Xiaocaohu_First_wind_farm | Global Wind Power Tracker - February 2026 |  | 不适用 | 运行参数继承参考Generators_data.csv的风电/光伏设定
4055 | XJ | 5 | 新疆 | Turpan | Toksun | 新疆托克逊小草湖风电场二场一期 | Xinjiang Turpan Xiaocaohu Second wind farm | 1 | 风电 | Onshore | 50 | operating | 2010 |  | Xinjiang Huadian Xiaocaohu Windpower | 43.0424 | 88.7215 | L100000903900 | G100000904847 | https://www.gem.wiki/Xinjiang_Turpan_Xiaocaohu_Second_wind_farm | Global Wind Power Tracker - February 2026 |  | 不适用 | 运行参数继承参考Generators_data.csv的风电/光伏设定
4056 | XJ | 5 | 新疆 | Turpan | Toksun | 新疆托克逊小草湖风电场场二期 | Xinjiang Turpan Xiaocaohu Second wind farm | 2 | 风电 | Onshore | 50 | operating | 2013 |  | Xinjiang Huadian Xiaocaohu Windpower | 43.077 | 88.701 | L100000903900 | G100000904848 | https://www.gem.wiki/Xinjiang_Turpan_Xiaocaohu_Second_wind_farm | Global Wind Power Tracker - February 2026 |  | 不适用 | 运行参数继承参考Generators_data.csv的风电/光伏设定
4057 | XJ | 5 | 新疆 | Turpan | Toksun | 华能吐鲁番小草湖风电场一期49.5兆瓦风电项目 | Xinjiang Turpan Xiaocaohu wind farm | 1 | 风电 | Onshore | 49.5 | operating | 2020 | Xinjiang Huaneng Xinhuozhou Power Generation Co Ltd |  | 43.0472 | 88.6826 | L100001026051 | G100001031293 | https://www.gem.wiki/Xinjiang_Turpan_Xiaocaohu_wind_farm | Global Wind Power Tracker - February 2026 |  | 不适用 | 运行参数继承参考Generators_data.csv的风电/光伏设定
4058 | XJ | 5 | 新疆 | Ürümqi | Ürümqi | 国家能源新疆乌鲁木齐市保障型100MW并网风电项目 | Xinjiang Urumqi "Guaranteed Power Purchase" (China Energy Investment) wind farm | -- | 风电 | Onshore | 100 | operating |  |  | China Energy Investment Wulumuqi New Energy Development | 43.4634 | 87.6611 | L100000918978 | G100000923391 | https://www.gem.wiki/Xinjiang_Urumqi_"Guaranteed_Power_Purchase"_(China_Energy_Investment)_wind_farm | Global Wind Power Tracker - February 2026 |  | 不适用 | 运行参数继承参考Generators_data.csv的风电/光伏设定
4059 | XJ | 5 | 新疆 | Ürümqi | Dabancheng District | 晶科新疆乌鲁木齐市保障型100MW并网风电项目 | Xinjiang Urumqi "Guaranteed Power Purchase" (Jinko) wind farm | -- | 风电 | Onshore | 100 | operating | 2023 | Jinko Power Co Ltd [100%] |  | 43.3619 | 88.2915 | L100000919022 | G100000923443 | https://www.gem.wiki/Xinjiang_Urumqi_"Guaranteed_Power_Purchase"_(Jinko)_wind_farm | Global Wind Power Tracker - February 2026 |  | 不适用 | 运行参数继承参考Generators_data.csv的风电/光伏设定
4060 | XJ | 5 | 新疆 | Ürümqi | Dabancheng District | 国电投新疆乌鲁木齐市保障型50MW并网风电项目 | Xinjiang Urumqi "Guaranteed Power Purchase" (State Power Investment) wind farm | -- | 风电 | Onshore | 50 | operating | 2023 | Xinjiang Investment Development (Group) Co Ltd [32%]; State Power Investment Ronghe Investment Co Ltd [68%] | State Power Investment Group Xinjiang Energy and Chemical | 43.3619 | 88.2915 | L100000919023 | G100000923444 | https://www.gem.wiki/Xinjiang_Urumqi_"Guaranteed_Power_Purchase"_(State_Power_Investment)_wind_farm | Global Wind Power Tracker - February 2026 |  | 不适用 | 运行参数继承参考Generators_data.csv的风电/光伏设定
4061 | XJ | 5 | 新疆 | Ürümqi | Ürümqi | 特变电工10万千瓦保障性并网风电项目 | Xinjiang Urumqi "Guaranteed Power Purchase" (TBEA) wind farm | -- | 风电 | Onshore | 100 | operating | 2023 | TBEA Xinjiang New Energy Co Ltd [100%] | Urumqi County Junsheng Windpower Generation | 43.4758 | 87.4186 | L100000919024 | G100000923445 | https://www.gem.wiki/Xinjiang_Urumqi_"Guaranteed_Power_Purchase"_(TBEA)_wind_farm | Global Wind Power Tracker - February 2026 |  | 不适用 | 运行参数继承参考Generators_data.csv的风电/光伏设定
4062 | XJ | 5 | 新疆 | Ürümqi | Dabancheng District | 北疆乌鲁木齐80万千瓦风电项目1#地块 | Xinjiang Urumqi (Huadian Dabancheng) wind farm | Area 1 | 风电 | Onshore | 50 | operating |  |  | Huadian Dabancheng New Energy | 43.5336 | 87.9289 | L100000903917 | G100000904866 | https://www.gem.wiki/Xinjiang_Urumqi_(Huadian_Dabancheng)_wind_farm | Global Wind Power Tracker - February 2026 |  | 不适用 | 运行参数继承参考Generators_data.csv的风电/光伏设定
4063 | XJ | 5 | 新疆 | Ürümqi | Dabancheng District | 北疆乌鲁木齐80万千瓦风电项目2#地块 | Xinjiang Urumqi (Huadian Dabancheng) wind farm | Area 2 | 风电 | Onshore | 50 | operating |  |  | Huadian Dabancheng New Energy | 43.5646 | 87.9066 | L100000903917 | G100000904867 | https://www.gem.wiki/Xinjiang_Urumqi_(Huadian_Dabancheng)_wind_farm | Global Wind Power Tracker - February 2026 |  | 不适用 | 运行参数继承参考Generators_data.csv的风电/光伏设定
4064 | XJ | 5 | 新疆 | Ürümqi | Dabancheng District | 北疆乌鲁木齐80万千瓦风电项目3#地块 | Xinjiang Urumqi (Huadian Dabancheng) wind farm | Area 3 | 风电 | Onshore | 56 | operating |  |  | Huadian Dabancheng New Energy | 42.4805 | 85.4633 | L100000903917 | G100000904868 | https://www.gem.wiki/Xinjiang_Urumqi_(Huadian_Dabancheng)_wind_farm | Global Wind Power Tracker - February 2026 |  | 不适用 | 运行参数继承参考Generators_data.csv的风电/光伏设定
4065 | XJ | 5 | 新疆 | Ürümqi | Dabancheng District | 北疆乌鲁木齐80万千瓦风电项目4#地块 | Xinjiang Urumqi (Huadian Dabancheng) wind farm | Area 4 | 风电 | Onshore | 250 | operating |  |  | Huadian Dabancheng New Energy | 43.4674 | 88.3705 | L100000903917 | G100000904869 | https://www.gem.wiki/Xinjiang_Urumqi_(Huadian_Dabancheng)_wind_farm | Global Wind Power Tracker - February 2026 |  | 不适用 | 运行参数继承参考Generators_data.csv的风电/光伏设定
4066 | XJ | 5 | 新疆 | Ürümqi | Dabancheng District | 北疆乌鲁木齐80万千瓦风电项目5#地块 | Xinjiang Urumqi (Huadian Dabancheng) wind farm | Area 5 | 风电 | Onshore | 50 | operating |  |  | Huadian Dabancheng New Energy | 43.4674 | 88.3705 | L100000903917 | G100000904870 | https://www.gem.wiki/Xinjiang_Urumqi_(Huadian_Dabancheng)_wind_farm | Global Wind Power Tracker - February 2026 |  | 不适用 | 运行参数继承参考Generators_data.csv的风电/光伏设定
4067 | XJ | 5 | 新疆 | Ürümqi | Dabancheng District | 北疆乌鲁木齐80万千瓦风电项目6#地块 | Xinjiang Urumqi (Huadian Dabancheng) wind farm | Area 6 | 风电 | Onshore | 119 | operating |  |  | Huadian Dabancheng New Energy | 43.3697 | 88.0488 | L100000903917 | G100000904871 | https://www.gem.wiki/Xinjiang_Urumqi_(Huadian_Dabancheng)_wind_farm | Global Wind Power Tracker - February 2026 |  | 不适用 | 运行参数继承参考Generators_data.csv的风电/光伏设定
4068 | XJ | 5 | 新疆 | Ürümqi | Dabancheng District | 北疆乌鲁木齐80万千瓦风电项目7#地块 | Xinjiang Urumqi (Huadian Dabancheng) wind farm | Area 7 | 风电 | Onshore | 75 | operating |  |  | Huadian Dabancheng New Energy | 43.4492 | 88.0082 | L100000903917 | G100000904872 | https://www.gem.wiki/Xinjiang_Urumqi_(Huadian_Dabancheng)_wind_farm | Global Wind Power Tracker - February 2026 |  | 不适用 | 运行参数继承参考Generators_data.csv的风电/光伏设定
4069 | XJ | 5 | 新疆 | Ürümqi | Ürümqi | 北疆乌鲁木齐80万千瓦风电项目8#地块 | Xinjiang Urumqi (Huadian Dabancheng) wind farm | Area 8 | 风电 | Onshore | 119 | operating |  |  | Huadian Dabancheng New Energy | 43.4655 | 87.6601 | L100000903917 | G100000904873 | https://www.gem.wiki/Xinjiang_Urumqi_(Huadian_Dabancheng)_wind_farm | Global Wind Power Tracker - February 2026 |  | 不适用 | 运行参数继承参考Generators_data.csv的风电/光伏设定
4070 | XJ | 5 | 新疆 | Ürümqi | Ürümqi | 北疆乌鲁木齐80万千瓦风电项目9#地块 | Xinjiang Urumqi (Huadian Dabancheng) wind farm | Area 9 | 风电 | Onshore | 31 | operating |  | Huadian Xinjiang Power Co Ltd [100%] | Huadian Dabancheng New Energy | 43.522 | 87.6605 | L100000903917 | G100000904874 | https://www.gem.wiki/Xinjiang_Urumqi_(Huadian_Dabancheng)_wind_farm | Global Wind Power Tracker - February 2026 |  | 不适用 | 运行参数继承参考Generators_data.csv的风电/光伏设定
4071 | XJ | 5 | 新疆 | Ürümqi | Dabancheng District |  | Xinjiang Urumqi Dabancheng (Dabancheng Jingong) wind farm | Dabancheng | 风电 | Onshore | 645.7 | operating | 2024 |  |  | 43.652 | 87.821 | L100000919025 | G100001030809 | https://www.gem.wiki/Xinjiang_Urumqi_Dabancheng_(Dabancheng_Jingong)_wind_farm | Global Wind Power Tracker - February 2026 |  | 不适用 | 运行参数继承参考Generators_data.csv的风电/光伏设定
4072 | XJ | 5 | 新疆 | Ürümqi | Ürümqi | 乌鲁木齐达坂城100万千瓦风力发电市场化并网（配套储能）项目 | Xinjiang Urumqi Dabancheng (Dabancheng Jingong) wind farm | Ürümqi County | 风电 | Onshore | 156.3 | operating |  | Tianrun QIHANG Investment Management Co Ltd [60%]; Urumqi Industrial Investment New Energy Co Ltd [35%]; Xinjiang Urumqi Dabancheng District State-owned Assets Investment Development Co Ltd [5%] | Xinjiang Dabancheng Jingong New Energy | 43.436 | 87.439 | L100000919025 | G100000923446 | https://www.gem.wiki/Xinjiang_Urumqi_Dabancheng_(Dabancheng_Jingong)_wind_farm | Global Wind Power Tracker - February 2026 |  | 不适用 | 运行参数继承参考Generators_data.csv的风电/光伏设定
4073 | XJ | 5 | 新疆 | Ürümqi | Dabacheng District | 新疆天电达坂城乌鲁木齐风力发电场二期工程49.5MW发电工程 | Xinjiang Urumqi Dabancheng (Xinjiang Tiandian) wind farm | 2 | 风电 | Onshore | 50 | operating | 2014 | Xinjiang Tianshan Electric Power Co Ltd [100%] | Xinjiang Tiandian Dabancheng Wind Power Generation | 43.6074 | 87.7827 | L100000904815 | G100000905913 | https://www.gem.wiki/Xinjiang_Urumqi_Dabancheng_(Xinjiang_Tiandian)_wind_farm | Global Wind Power Tracker - February 2026 |  | 不适用 | 运行参数继承参考Generators_data.csv的风电/光伏设定
4074 | XJ | 5 | 新疆 | Ürümqi | Dabacheng District | 新疆达坂城新能风力发电乌鲁木齐风电一期49.5MW发电工程 | Xinjiang Urumqi Dabancheng (Xinjiang Xinneng) wind farm | 1 | 风电 | Onshore | 50 | operating | 2014 | Xinjiang Xinneng Development Co Ltd [100%] | Xinjiang Dabancheng Xinneng Wind Power | 43.5839 | 87.9167 | L100000904823 | G100000905921 | https://www.gem.wiki/Xinjiang_Urumqi_Dabancheng_(Xinjiang_Xinneng)_wind_farm | Global Wind Power Tracker - February 2026 |  | 不适用 | 运行参数继承参考Generators_data.csv的风电/光伏设定
4075 | XJ | 5 | 新疆 | Ürümqi | Dabancheng District | 达坂城天润精细化实验一期风电场项目 | Xinjiang Urumqi Dabancheng Fine Chemical Test wind farm | 1 | 风电 | Onshore | 50 | operating | 2023 |  | Wulumuqi Tianrun New Energy Windpower | 43.556 | 87.889 | L100000919026 | G100000923447 | https://www.gem.wiki/Xinjiang_Urumqi_Dabancheng_Fine_Chemical_Test_wind_farm | Global Wind Power Tracker - February 2026 |  | 不适用 | 运行参数继承参考Generators_data.csv的风电/光伏设定
4076 | XJ | 5 | 新疆 | Ürümqi | Dabancheng District | 天润精细化试验二期风电场市场化并网项目 | Xinjiang Urumqi Dabancheng Fine Chemical Test wind farm | 2 | 风电 | Onshore | 66 | operating | 2023 |  | Wulumuqi Tianrun New Energy Windpower | 43.556 | 87.889 | L100000919026 | G100000923448 | https://www.gem.wiki/Xinjiang_Urumqi_Dabancheng_Fine_Chemical_Test_wind_farm | Global Wind Power Tracker - February 2026 |  | 不适用 | 运行参数继承参考Generators_data.csv的风电/光伏设定
4077 | XJ | 5 | 新疆 | Ürümqi | Dabancheng District | 新疆龙源达坂城二场增容131.2MW改造项目 | Xinjiang Urumqi Dabancheng Second (Longyuan) wind farm | 2022 expansion | 风电 | Onshore | 131.2 | operating | 2024 | China Longyuan Power Group Corp Ltd [100%] | Xinjiang Tianfeng Power Shareholding | 43.5407 | 87.9404 | L100000903918 | G100000923449 | https://www.gem.wiki/Xinjiang_Urumqi_Dabancheng_Second_(Longyuan)_wind_farm | Global Wind Power Tracker - February 2026 |  | 不适用 | 运行参数继承参考Generators_data.csv的风电/光伏设定
4078 | XJ | 5 | 新疆 | Ürümqi | Dabancheng District | 新疆龙源达坂城二场等容64.8MW改造项目 | Xinjiang Urumqi Dabancheng Second (Longyuan) wind farm | RP2 | 风电 | Onshore | 64.8 | operating | 2024 | China Longyuan Power Group Corp Ltd [100%] | Xinjiang Tianfeng Power Shareholding | 43.5407 | 87.9404 | L100000903918 | G100000923450 | https://www.gem.wiki/Xinjiang_Urumqi_Dabancheng_Second_(Longyuan)_wind_farm | Global Wind Power Tracker - February 2026 |  | 不适用 | 运行参数继承参考Generators_data.csv的风电/光伏设定
4079 | XJ | 5 | 新疆 | Ürümqi | Dabancheng District | 新疆龙源达坂城二场三期等容25.5MW改造项目 | Xinjiang Urumqi Dabancheng Second (Longyuan) wind farm | RP3 | 风电 | Onshore | 25.5 | operating | 2024 | China Longyuan Power Group Corp Ltd [100%] | Xinjiang Tianfeng Power Shareholding | 43.5407 | 87.9404 | L100000903918 | G100000923451 | https://www.gem.wiki/Xinjiang_Urumqi_Dabancheng_Second_(Longyuan)_wind_farm | Global Wind Power Tracker - February 2026 |  | 不适用 | 运行参数继承参考Generators_data.csv的风电/光伏设定
4080 | XJ | 5 | 新疆 | Ürümqi | Ürümqi | 新疆龙源达坂城三场等容（60MW）改造风电项目 | Xinjiang Urumqi Dabancheng Third (Longyuan) wind farm | 1, 2 RP | 风电 | Onshore | 60 | operating | 2024 | China Longyuan Power Group Corp Ltd [100%] | Xinjiang Tianfeng Power | 43.3101 | 87.5101 | L100000903919 | G100000923453 | https://www.gem.wiki/Xinjiang_Urumqi_Dabancheng_Third_(Longyuan)_wind_farm | Global Wind Power Tracker - February 2026 |  | 不适用 | 运行参数继承参考Generators_data.csv的风电/光伏设定
4081 | XJ | 5 | 新疆 | Ürümqi | Ürümqi | 新疆龙源达坂城三场增容（158.8MW）改造项目 | Xinjiang Urumqi Dabancheng Third (Longyuan) wind farm | 2022 expansion | 风电 | Onshore | 158.8 | operating | 2024 | China Longyuan Power Group Corp Ltd [100%] | Xinjiang Tianfeng Power | 43.4758 | 87.4186 | L100000903919 | G100000923452 | https://www.gem.wiki/Xinjiang_Urumqi_Dabancheng_Third_(Longyuan)_wind_farm | Global Wind Power Tracker - February 2026 |  | 不适用 | 运行参数继承参考Generators_data.csv的风电/光伏设定
4082 | XJ | 5 | 新疆 | Ürümqi | Ürümqi | 新疆乌鲁木齐托里达坂城风电三场三期 | Xinjiang Urumqi Dabancheng Third (Longyuan) wind farm | 3 | 风电 | Onshore | 50 | operating | 2008 | Longyuan Power Group Shareholding Co Ltd [100%] | Xinjiang Tianfeng Power Shareholding | 43.4902 | 87.7707 | L100000903919 | G100000904878 | https://www.gem.wiki/Xinjiang_Urumqi_Dabancheng_Third_(Longyuan)_wind_farm | Global Wind Power Tracker - February 2026 |  | 不适用 | 运行参数继承参考Generators_data.csv的风电/光伏设定
4083 | XJ | 5 | 新疆 | Ürümqi | Ürümqi | 新疆乌鲁木齐托里达坂城风电三场四期 | Xinjiang Urumqi Dabancheng Third (Longyuan) wind farm | 4 | 风电 | Onshore | 50 | operating | 2009 | Longyuan Power Group Shareholding Co Ltd [100%] | Xinjiang Tianfeng Power Shareholding | 43.4838 | 87.8094 | L100000903919 | G100000904879 | https://www.gem.wiki/Xinjiang_Urumqi_Dabancheng_Third_(Longyuan)_wind_farm | Global Wind Power Tracker - February 2026 |  | 不适用 | 运行参数继承参考Generators_data.csv的风电/光伏设定
4084 | XJ | 5 | 新疆 | Ürümqi | Ürümqi | 新疆乌鲁木齐托里风电场一期(中节能) | Xinjiang Urumqi Tuoli (China Energy Conservation) 100 MW wind farm | 1 | 风电 | Onshore | 30 | operating | 2006 | China Energy Conservation Windpower (Xinjiang) Co Ltd [100%] |  | 42.4805 | 85.4633 | L100000903920 | G100000904880 | https://www.gem.wiki/Xinjiang_Urumqi_Tuoli_(China_Energy_Conservation)_100_MW_wind_farm | Global Wind Power Tracker - February 2026 |  | 不适用 | 运行参数继承参考Generators_data.csv的风电/光伏设定
4085 | XJ | 5 | 新疆 | Ürümqi | Ürümqi | 新疆乌鲁木齐托里风电场二期(中节能) | Xinjiang Urumqi Tuoli (China Energy Conservation) 100 MW wind farm | 2 | 风电 | Onshore | 30 | operating | 2007 | China Energy Conservation Windpower (Xinjiang) Co Ltd [100%] |  | 42.4805 | 85.4633 | L100000903920 | G100000904881 | https://www.gem.wiki/Xinjiang_Urumqi_Tuoli_(China_Energy_Conservation)_100_MW_wind_farm | Global Wind Power Tracker - February 2026 |  | 不适用 | 运行参数继承参考Generators_data.csv的风电/光伏设定
4086 | XJ | 5 | 新疆 | Ürümqi | Ürümqi | 新疆乌鲁木齐托里风电场三期(中节能) | Xinjiang Urumqi Tuoli (China Energy Conservation) 100 MW wind farm | 3 | 风电 | Onshore | 40 | operating | 2008 | China Energy Conservation Windpower (Xinjiang) Co Ltd [100%] |  | 42.4805 | 85.4633 | L100000903920 | G100000904882 | https://www.gem.wiki/Xinjiang_Urumqi_Tuoli_(China_Energy_Conservation)_100_MW_wind_farm | Global Wind Power Tracker - February 2026 |  | 不适用 | 运行参数继承参考Generators_data.csv的风电/光伏设定
4087 | XJ | 5 | 新疆 | Ürümqi | Ürümqi | 新疆乌鲁木齐托里200MW风电场一期 (中节能) | Xinjiang Urumqi Tuoli (China Energy Conservation) 200 MW wind farm | 1 | 风电 | Onshore | 50 | operating | 2012 | China Energy Conservation Windpower (Xinjiang) Co Ltd [100%] |  | 43.4886 | 87.7327 | L100000903921 | G100000904883 | https://www.gem.wiki/Xinjiang_Urumqi_Tuoli_(China_Energy_Conservation)_200_MW_wind_farm | Global Wind Power Tracker - February 2026 |  | 不适用 | 运行参数继承参考Generators_data.csv的风电/光伏设定
4088 | XJ | 5 | 新疆 | Ürümqi | Ürümqi | 新疆乌鲁木齐托里200MW风电场二期 (中节能) | Xinjiang Urumqi Tuoli (China Energy Conservation) 200 MW wind farm | 2 | 风电 | Onshore | 50 | operating | 2013 | China Energy Conservation Windpower (Xinjiang) Co Ltd [100%] |  | 43.5056 | 87.7011 | L100000903921 | G100000904884 | https://www.gem.wiki/Xinjiang_Urumqi_Tuoli_(China_Energy_Conservation)_200_MW_wind_farm | Global Wind Power Tracker - February 2026 |  | 不适用 | 运行参数继承参考Generators_data.csv的风电/光伏设定
4089 | XJ | 5 | 新疆 | Ürümqi | Ürümqi | 乌鲁木齐托里新风发电有限公司托里风电一期建设项目 | Xinjiang Urumqi Tuoli (Xinfeng) wind farm | 1 | 风电 | Onshore | 50 | operating | 2015 | Xinjiang Lixin Energy Co Ltd [100%] | Urumqi Tuoli Xinfeng Power Generation | 43.3667 | 87.9501 | L100000904885 | G100000905998 | https://www.gem.wiki/Xinjiang_Urumqi_Tuoli_(Xinfeng)_wind_farm | Global Wind Power Tracker - February 2026 |  | 不适用 | 运行参数继承参考Generators_data.csv的风电/光伏设定
4090 | XJ | 5 | 新疆 | Ürümqi | Ürümqi | 乌鲁木齐托里新风发电有限公司托里风电二期建设项目 | Xinjiang Urumqi Tuoli (Xinfeng) wind farm | 2 | 风电 | Onshore | 50 | operating | 2015 | Xinjiang Lixin Energy Co Ltd [100%] | Urumqi Tuoli Xinfeng Power Generation | 43.3667 | 88.0027 | L100000904885 | G100000905997 | https://www.gem.wiki/Xinjiang_Urumqi_Tuoli_(Xinfeng)_wind_farm | Global Wind Power Tracker - February 2026 |  | 不适用 | 运行参数继承参考Generators_data.csv的风电/光伏设定
4091 | XJ | 5 | 新疆 | Ürümqi | Ürümqi | 新疆天翔风力发电有限公司托里20MW分散式风电场 | Xinjiang Urumqi Tuoli (Xinjiang Tianxiang) wind farm | -- | 风电 | Onshore | 20 | operating | 2015 | Xinjiang Wind Energy Co Ltd [100%] | Xinjiang Tianxiang Wind Power Generation | 43.464 | 87.6605 | L100000904891 | G100000906005 | https://www.gem.wiki/Xinjiang_Urumqi_Tuoli_(Xinjiang_Tianxiang)_wind_farm | Global Wind Power Tracker - February 2026 |  | 不适用 | 运行参数继承参考Generators_data.csv的风电/光伏设定
4092 | XJ | 5 | 新疆 | Ürümqi | Dabancheng District | 新疆苇湖梁电厂达坂城100MW风电场 | Xinjiang Weihuliang 100 MW Dabancheng wind farm | 1 | 风电 | Onshore | 50 | operating | 2022 |  | Xinjiang Huadian Weihuliang New Energy | 43.5124 | 88.3275 | L100000903916 | G100000904865 | https://www.gem.wiki/Xinjiang_Weihuliang_100_MW_Dabancheng_wind_farm | Global Wind Power Tracker - February 2026 |  | 不适用 | 运行参数继承参考Generators_data.csv的风电/光伏设定
4093 | XJ | 5 | 新疆 | Ürümqi | Dabancheng District | 新疆苇湖梁电厂达坂城300MW风电场 | Xinjiang Weihuliang 300 MW Dabancheng wind farm | -- | 风电 | Onshore | 300 | operating | 2015 |  | Xinjiang Huadian Weihuliang New Energy | 42.4805 | 85.4633 | L100000903915 | G100000904864 | https://www.gem.wiki/Xinjiang_Weihuliang_300_MW_Dabancheng_wind_farm | Global Wind Power Tracker - February 2026 |  | 不适用 | 运行参数继承参考Generators_data.csv的风电/光伏设定
4094 | XJ | 5 | 新疆 | Ili AP | Xinyuan | 布勒跟托别分散式风电项目 | Xinjiang Xinyuan Bulegentuobie Distributed wind farm | -- | 风电 | Onshore | 20 | operating | 2024 | Xinyuan Hangzhong New Energy Technology Co Ltd |  | 43.405 | 83.895 | L100001046310 | G100001052302 | https://www.gem.wiki/Xinjiang_Xinyuan_Bulegentuobie_Distributed_wind_farm | Global Wind Power Tracker - February 2026 |  | 不适用 | 运行参数继承参考Generators_data.csv的风电/光伏设定
4095 | XJ | 5 | 新疆 | Ili AP | Ghulja | 伊宁县集中式风电13万千瓦 | Xinjiang Yining (China Nuclear Exchange) wind farm | -- | 风电 | Onshore | 130 | operating | 2023 | China Life Asset Management Co Ltd [8%]; unknown [15%]; China National Nuclear Power Co Ltd [70%]; Sichuan Chuantou Energy Co Ltd [6%] | China Nuclear Exchange Energy | 43.9779 | 81.5276 | L100000919028 | G100000923455 | https://www.gem.wiki/Xinjiang_Yining_(China_Nuclear_Exchange)_wind_farm | Global Wind Power Tracker - February 2026 |  | 不适用 | 运行参数继承参考Generators_data.csv的风电/光伏设定
4096 | XJ | 5 | 新疆 | Hami | Yiwu | 中广核伊吾淖毛湖风电场一期49.5兆瓦风电项目 | Xinjiang Yiwu Naomaohu (China Guangdong Nuclear) wind farm | 1 | 风电 | Onshore | 50 | operating | 2015 | China Guangdong Nuclear Wind Energy Ltd [100%] | China Guangdong Nuclear Yiwu Wind Power | 43.8036 | 94.6226 | L100000904899 | G100000906015 | https://www.gem.wiki/Xinjiang_Yiwu_Naomaohu_(China_Guangdong_Nuclear)_wind_farm | Global Wind Power Tracker - February 2026 |  | 不适用 | 运行参数继承参考Generators_data.csv的风电/光伏设定
4097 | XJ | 5 | 新疆 | Hami | Yiwu | 中电投伊吾淖毛湖风电场一期 | Xinjiang Yiwu Naomaohu (China Power Investment) wind farm | 1 | 风电 | Onshore | 50 | operating | 2015 | China Power Investment Xinjiang Energy Chemical Group Co Ltd [59%]; Bank of Communications Financial Assets Investment Co Ltd [19%]; Industrial And Commercial Bank Of China Limited Financial Assets Investment Co Ltd [21%] | China Power Investment Xinjiang Energy and Chemical Industry Group Hami | 43.6073 | 94.6087 | L100000904896 | G100000906012 | https://www.gem.wiki/Xinjiang_Yiwu_Naomaohu_(China_Power_Investment)_wind_farm | Global Wind Power Tracker - February 2026 |  | 不适用 | 运行参数继承参考Generators_data.csv的风电/光伏设定
4098 | XJ | 5 | 新疆 | Hami | Yiwu | 伊吾东方民生新能源哈密淖毛湖风电场一期49.5MW发电工程 | Xinjiang Yiwu Naomaohu (Dongfang Minsheng) wind farm | 1 | 风电 | Onshore | 50 | operating | 2014 | Huadian Fuxin Energy Development Co Ltd. [100%] | Yiwu Dongfang Minsheng New Energy | 43.6532 | 94.6132 | L100000904838 | G100000905939 | https://www.gem.wiki/Xinjiang_Yiwu_Naomaohu_(Dongfang_Minsheng)_wind_farm | Global Wind Power Tracker - February 2026 |  | 不适用 | 运行参数继承参考Generators_data.csv的风电/光伏设定
4099 | XJ | 5 | 新疆 | Hami | Yiwu | 伊吾东方民生新能源哈密伊吾淖毛湖风电场二期49.5MW发电工程 | Xinjiang Yiwu Naomaohu (Dongfang Minsheng) wind farm | 2 | 风电 | Onshore | 50 | operating | 2014 | Huadian Fuxin Energy Development Co Ltd. [100%] | Yiwu Dongfang Minsheng New Energy | 43.6365 | 94.6411 | L100000904838 | G100000905940 | https://www.gem.wiki/Xinjiang_Yiwu_Naomaohu_(Dongfang_Minsheng)_wind_farm | Global Wind Power Tracker - February 2026 |  | 不适用 | 运行参数继承参考Generators_data.csv的风电/光伏设定
4100 | XJ | 5 | 新疆 | Hami | Yiwu | 国投伊吾淖毛湖风电场一期49.5MW风电项目 | Xinjiang Yiwu Naomaohu (State Development And Investment Corporation) wind farm | 1 | 风电 | Onshore | 50 | operating | 2015 | State Development and Investment Corporation Hami Wind Power Co Ltd [100%] | State Development and Investment Corporation Hami Wind Power CO LTD Yiwu Branch | 43.5613 | 94.9766 | L100000904865 | G100000905973 | https://www.gem.wiki/Xinjiang_Yiwu_Naomaohu_(State_Development_And_Investment_Corporation)_wind_farm | Global Wind Power Tracker - February 2026 |  | 不适用 | 运行参数继承参考Generators_data.csv的风电/光伏设定
4101 | XJ | 5 | 新疆 | Hami | Yiwu | 三峡新能源哈密伊吾淖毛湖风电场一期49.5MW发电工程 | Xinjiang Yiwu Naomaohu (Three Gorges New Energy) wind farm | 1 | 风电 | Onshore | 50 | operating | 2014 | China Three Gorges Renewables (Group) Co Ltd [100%] | Three Gorges New Energy Yiwu Power Generation | 43.7068 | 94.6579 | L100000904854 | G100000905959 | https://www.gem.wiki/Xinjiang_Yiwu_Naomaohu_(Three_Gorges_New_Energy)_wind_farm | Global Wind Power Tracker - February 2026 |  | 不适用 | 运行参数继承参考Generators_data.csv的风电/光伏设定
4102 | XJ | 5 | 新疆 | Hami | Yiwu | 新疆华电淖毛湖风电哈密伊吾风电场一期49.5MW发电工程 | Xinjiang Yiwu Naomaohu (Xinjiang Huadian) wind farm | 1 | 风电 | Onshore | 50 | operating | 2013 | Huadian Fuxin Energy Development Co Ltd. [100%] | Xinjiang Huadian Naomaohu Wind Power | 43.7159 | 94.9202 | L100000904829 | G100000905928 | https://www.gem.wiki/Xinjiang_Yiwu_Naomaohu_(Xinjiang_Huadian)_wind_farm | Global Wind Power Tracker - February 2026 |  | 不适用 | 运行参数继承参考Generators_data.csv的风电/光伏设定
4103 | XJ | 5 | 新疆 | Hami | Yiwu | 新疆华电哈密伊吾淖毛湖风电场二期49.5MW发电工程 | Xinjiang Yiwu Naomaohu (Xinjiang Huadian) wind farm | 2 | 风电 | Onshore | 50 | operating | 2013 | Huadian Fuxin Energy Development Co Ltd. [100%] | Xinjiang Huadian Naomaohu Wind Power | 43.7582 | 94.9879 | L100000904829 | G100000905958 | https://www.gem.wiki/Xinjiang_Yiwu_Naomaohu_(Xinjiang_Huadian)_wind_farm | Global Wind Power Tracker - February 2026 |  | 不适用 | 运行参数继承参考Generators_data.csv的风电/光伏设定
4104 | XJ | 5 | 新疆 | Hami | Yiwu | 伊吾盾安风电哈密淖毛湖风电场二期48.0MW发电工程 | Xinjiang Yiwu Naomaohu (Yiwu Dun'An) wind farm | 2 | 风电 | Onshore | 48 | operating | 2014 | Zhejiang Dunan New Energy Resources Development Co Ltd [100%] | Yiwu Dunan Wind Power | 43.6306 | 94.7528 | L100000904853 | G100000905957 | https://www.gem.wiki/Xinjiang_Yiwu_Naomaohu_(Yiwu_Dun'An)_wind_farm | Global Wind Power Tracker - February 2026 |  | 不适用 | 运行参数继承参考Generators_data.csv的风电/光伏设定
4105 | XJ | 5 | 新疆 | Hami | Yizhou District | 伊州区翠岭10兆瓦分散式风力发电项目 | Xinjiang Yizhou Cuiling Distributed wind farm | -- | 风电 | Onshore | 10 | operating | 2021 | China Guangdong Nuclear Hami Windpower Co Ltd |  | 42.089 | 94.188 | L100001020629 | G100001023530 | https://www.gem.wiki/Xinjiang_Yizhou_Cuiling_Distributed_wind_farm | Global Wind Power Tracker - February 2026 |  | 不适用 | 运行参数继承参考Generators_data.csv的风电/光伏设定
4106 | XJ | 5 | 新疆 | Hami | Yizhou District | 新疆哈密市伊州区骆驼圈子 15MW 分 散式风电项目 | Xinjiang Yizhou Luotuo Quanzi (TBEA) wind farm | -- | 风电 | Onshore | 15 | operating | 2021 | Hami Zhenchao Wind Power Generation Co Ltd |  | 42.521 | 94.164 | L100001020723 | G100001023654 | https://www.gem.wiki/Xinjiang_Yizhou_Luotuo_Quanzi_(TBEA)_wind_farm | Global Wind Power Tracker - February 2026 |  | 不适用 | 运行参数继承参考Generators_data.csv的风电/光伏设定
4107 | XJ | 5 | 新疆 | Tacheng Prefecture | Yumin | 中电投九师铁列克提风电场一期、二期各49.5MW项目 | Xinjiang Yumin Ninth Division Tielieketi wind farm | 1 & 2 | 风电 | Onshore | 99 | operating | 2015 | Xinjiang Silk Road Kunyuan Energy Co Ltd [100%] | China Power Investment Xinjiang Energy Chemical Industry Group No.9 Division | 45.6858 | 82.9069 | L100000904905 | G100000906025 | https://www.gem.wiki/Xinjiang_Yumin_Ninth_Division_Tielieketi_wind_farm | Global Wind Power Tracker - February 2026 |  | 不适用 | 运行参数继承参考Generators_data.csv的风电/光伏设定
4108 | XJ | 5 | 新疆 | Changji AP | Qitai | 协鑫准东西黑山源网荷储一体化310MW风电项目 | Xinjiang Zhundong Xiheishan Source-Grid-Load-Storage wind farm | -- | 风电 | Onshore | 310 | operating | 2024 | Xinjiang Xiexin New Energy and Power Co Ltd |  | 44.661 | 89.648 | L100001046265 | G100001052237 | https://www.gem.wiki/Xinjiang_Zhundong_Xiheishan_Source-Grid-Load-Storage_wind_farm | Global Wind Power Tracker - February 2026 |  | 不适用 | 运行参数继承参考Generators_data.csv的风电/光伏设定
4109 | XJ | 5 | 新疆 | Ürümqi | Ürümqi | 中能建投乌鲁木齐50万千瓦风电项目C区, 中能建乌鲁木齐县500MW风电项目 | Xinjiang Ürümqi County (China Energy Construction) wind farm | Area C | 风电 | Onshore | 240 | operating | 2026 |  |  | 43.617 | 87.5272 | L100001018967 | G100001062062 | https://www.gem.wiki/Xinjiang_Dabancheng_(China_Energy_Construction)_wind_farm | Global Wind Power Tracker - February 2026 |  | 不适用 | 运行参数继承参考Generators_data.csv的风电/光伏设定
4110 | XJ | 5 | 新疆 | Ürümqi | Ürümqi | 中能建投乌鲁木齐50万千瓦风电项目AB区, 中能建乌鲁木齐县500MW风电项目 | Xinjiang Ürümqi County (China Energy Construction) wind farm | Areas A, B | 风电 | Onshore | 260 | operating | 2025 | China Energy Construction Corp |  | 43.617 | 87.5272 | L100001018967 | G100001021300 | https://www.gem.wiki/Xinjiang_Dabancheng_(China_Energy_Construction)_wind_farm | Global Wind Power Tracker - February 2026 |  | 不适用 | 运行参数继承参考Generators_data.csv的风电/光伏设定
4111 | XJ | 5 | 新疆 | Ürümqi | Ürümqi | 国家电投乌鲁木齐乌拉泊村3.575万千瓦分散式风电项目国家电投乌鲁木齐乌拉泊村3.575万千瓦分散式风电项目 | Xinjiang Ürümqi Wulabo distributed wind farm | -- | 风电 | Onshore | 35.8 | operating | 2025 | China Power Investment Group Xinjiang Energy Chemical Group Co Ltd | Ürümqi Power Investment Energy Technology | 43.5691 | 87.6324 | L100001025585 | G100001030280 | https://www.gem.wiki/Xinjiang_Ürümqi_Wulabo_distributed_wind_farm | Global Wind Power Tracker - February 2026 |  | 不适用 | 运行参数继承参考Generators_data.csv的风电/光伏设定

## 字段与参数说明
Generators_data 字段与参数说明 | Generators_data 字段与参数说明 | Generators_data 字段与参数说明 | Generators_data 字段与参数说明 | Generators_data 字段与参数说明 | Generators_data 字段与参数说明
Generators_data 字段与参数说明 | Generators_data 字段与参数说明 | Generators_data 字段与参数说明 | Generators_data 字段与参数说明 | Generators_data 字段与参数说明 | Generators_data 字段与参数说明
字段顺序与参考 CSV 完全一致；“本表取值”说明西北机组表的具体映射规则。
字段 | 中文含义 | 单位/类型 | 本表取值 | 来源 | 使用提示
region | 区域代码 | 文本 | SN/GS/QH/NX/XJ | 本表定义 | 对应陕西、甘肃、青海、宁夏、新疆
Resource | 机组或项目资源名称 | 文本 | 英文项目名+机组/阶段；重名时附 GEM ID | GEM | 已保证唯一
technology | 模型技术类型 | 文本 | 煤电/常规水电/抽蓄/光伏/陆上风电 | 参考表映射 | Solar Thermal 为兼容模型映射为 solar_photovoltaic
R_ID | 资源唯一序号 | 整数 | 1—4111 顺序编号 | 本表生成 | 连续且不重复
Zone | 模型分区编号 | 整数 | 陕西1、甘肃2、青海3、宁夏4、新疆5 | 本表定义 | 需与网络和负荷分区保持一致
STOR | 储能标记 | 0/1 | 抽水蓄能为1 | 技术映射 | 参考表中抽蓄归入STOR
SOLAR | 太阳能标记 | 0/1 | 光伏及Solar Thermal为1 | 技术映射
BIOPOWER | 生物质标记 | 0/1 | 全部为0 | 数据范围 | 本次没有生物质数据源
COAL | 煤电标记 | 0/1 | 煤电为1 | 技术映射
GEOTHERMAL | 地热标记 | 0/1 | 全部为0 | 筛选结果 | 西北五省区无匹配在运记录
WIND | 风电标记 | 0/1 | 风电为1 | 技术映射 | 均为陆上风电
GAS | 燃气标记 | 0/1 | 全部为0 | 数据范围 | 文件夹内没有燃气机组跟踪表
LHYDRO | 大型/常规水电标记 | 0/1 | 非抽蓄且容量≥30MW的水电为1 | 本表规则 | 阈值沿用GEM水电主表口径
SHYDRO | 小水电标记 | 0/1 | 非抽蓄且容量<30MW的水电为1 | 本表规则
HYDRO | 常规水电标记 | 0/1 | 非抽蓄水电为1 | 技术映射 | 抽蓄不在此列标记
NUCLEAR | 核电标记 | 0/1 | 全部为0 | 筛选结果 | 西北五省区无匹配在运记录
NONDISP | 非调度型电源标记 | 0/1 | 风电和光伏为1 | 参考表映射 | 需要配套时序出力
RENEW | 可再生能源标记 | 0/1 | 常规水电、风电、光伏为1 | 参考表映射 | 抽蓄作为储能不标记
OTHER | 其他电源标记 | 0/1 | 全部为0 | 数据范围
Existing_Cap_MW | 在运功率容量 | MW | GEM Capacity (MW) | GEM | 光伏额定口径可能不一致
num_units | 该资源包含的等效机组数 | 整数 | 固定为1 | 参考表结构 | 每条GEM记录作为一个资源
Cap_Size | 单个等效资源容量 | MW | 等于 Existing_Cap_MW | 本表计算 | num_units=1
Existing_Cap_MWh | 能量容量 | MWh | 常规水电=MW；抽蓄=8×MW；其余为0 | 参考表+本表假设 | 抽蓄8小时时长需按研究场景校准
Var_OM_Cost_per_MWh | 可变运维成本 | 成本/MWh | 煤电1.78，其余0 | 参考CSV | 继承值，币值和年份需复核
Start_Cost_per_MW | 单位容量启动成本 | 成本/MW | 煤电117，其余0 | 参考CSV | 继承值，需按场景校准
Start_Fuel_MMBTU_per_MW | 单位容量启动燃料 | MMBtu/MW | 煤电13.7，其余0 | 参考CSV
Heat_Rate_MMBTU_per_MWh | 发电热耗率 | MMBtu/MWh | 煤电为GEM Btu/kWh÷1000，其余0 | GEM | 538条煤电记录均有数值
Fuel | 燃料价格索引名称 | 文本 | region_Coal；非煤电为空 | 参考CSV映射 | 需与燃料价格输入表同名
Min_Power | 最小稳定出力占额定容量比例 | 比例 | CHP煤电0.6425；其他煤电0.3875；其余0 | 参考CSV+GEM CHP | 属于建模假设
Eff_Up | 充电/入库效率 | 比例 | 抽蓄0.8，其余1 | 参考CSV | 主要用于储能和水电状态方程
Eff_Down | 放电/出库效率 | 比例 | 抽蓄0.8，其余1 | 参考CSV
Ramp_Up_Percentage | 向上爬坡率 | 额定容量比例/时段 | 煤电0.6，其余1 | 参考CSV | 需与模型时段长度一致
Ramp_Dn_Percentage | 向下爬坡率 | 额定容量比例/时段 | 煤电0.6，其余1 | 参考CSV | 需与模型时段长度一致
Up_Time | 最小开机时间 | 时段 | 煤电8，其余0 | 参考CSV | 若时段为小时则表示小时
Down_Time | 最小停机时间 | 时段 | 煤电8，其余0 | 参考CSV | 若时段为小时则表示小时